## 1997-98
Demo Projects
Sr. No. | Investor Name & Address | Developer | Location | Capacity |  | Date of Commissioning | Total Capacity (MW)
1 | MEDA Yerwada, Pune | BHEL | Girye, Tal. Devgad, Dist. Sindhudurga | 6 | 250 | 1994-07-01 | 1.5
2 | MEDA Yerwada, Pune | BHEL | Chalkewadi, Tal. & Dist. Satara | 8 | 250 | 1996-05-02 | 2
3 | MEDA Yerwada, Pune | Enercon | Gudepachgani, Tal. Sirala, Dist. Sangli | 8 | 230 | 1999-04-17 | 1.84
|  | Total Commissioned Capacity |  |  |  | 5.34 | MW
1997-98
Sr. No. | Investor Name & Address | Developer | Location | Capacity |  | Date of Commissioning | Total Capacity (MW)
1 | Borax Morarji Ltd.- I Prospect Chembers, 317/21, Dr.D.N. Rd, Mumbai - 400 001 | Vestas RRB India Ltd. | S. No. 359 of Village Thoseghar, Tal. & Dist. Satara | 1 | 225 | 1998-03-30 | 0.225
|  | Total Commissioned Capacity |  |  |  | 0.225 | MW

## 1998-99
1998-99
Sr. No. | Investor Name & Address | Developer | Project Address | Capacity |  | Date of Commissioning | Total Capacity (MW)
|  |  |  | No. of M/c | kW
1 | Ghodawat Pan Masala Products (I) Pvt. Ltd Plot No.438, PB No.118, Chipri, Kolhapur (Via-Jaysingpur) | Suzlon Energy Ltd. | S. No.315, Village VanKusavade, Tal.Patan & Dist:- Satara | 1 | 350 | 1998-11-18 | 0.35
2 | Ghodawat Pan Masala Products (I) Pvt. Ltd Plot No.438, PB No.118, Chipri, Kolhapur (Via-Jaysingpur) | Suzlon Energy Ltd. | Gut No. 135 of village Vankusawade, Tal. Patan, Dist. Satara | 10 | 350 | 1999-03-12 | 3.5
3 | Ghodawat Pan Masala Products (I) Pvt. Ltd Plot No.438, PB No.118, Chipri, Kolhapur (Via-Jaysingpur) | Suzlon Energy Ltd. | Sr. No. 177, Vankusawade, Tal. Patan, Dist. Satara | 4 | 350 | 1999-03-27 | 1.4
4 | Savita Chemicals Ltd. 66/67 Nariman Bhavan, Nariman Point, Mumbai | Suzlon Energy Ltd. | Sr. No. 177, (159) Vankusawade, Tal. Patan, Dist. Satara | 3 | 350 | 1999-03-20 | 1.05
5 | Nav Maha. Chakan Oil Mills Ltd. Nav Maharashtra House, 5th Floor, Opp. Shaniwarwada, 43, Shaniwar Peth, Pune-411 030 | Suzlon Energy Ltd. | S. No.135, Village Kusavade, Tal Patan, Dist:- Satara | 1 | 350 | 1999-03-22 | 0.35
6 | Dhariwal Industries Ltd. -I Manikchand House, Dr Kenedy Road, Behind Hotel Le-Meridian, Pune | Suzlon Energy Ltd. | S. No.177, Village Vankusavade, Tal Patan & Dist:- Satara | 20 | 350 | 1999-03-24 | 7
7 | Patankar Wind Farms Pt. Ltd.I Shikka Mension, Patan - 415206 Dist. Satara | Suzlon Energy Ltd. | S. No.223, Village Vankusavade, Tal Patan & Dist:- Satara | 1 | 350 | 1999-03-27 | 0.35
8 | HMTD Engineering Pvt. Ltd.,Raigad D-4, MIDC, Taloja, Dist. Raigad -410 208 | Vestas RRB India Ltd. | S. No. 359 of Vill. Thoseghar, Tal. & Dist. Satara | 1 | 225 | 1998-08-23 | 0.225
9 | Borax Morarji Ltd.- II Mahatma Gandhi Road, Amarnath, Mumbai | Vestas RRB India Ltd. | S. No. 359 of Vill. Thoseghar Tal. & Dist. Satara | 1 | 225 | 1998-09-29 | 0.225
10 | Seth & Sura Engineers Ltd. Aqua House, 263/1 Sinhagad Road, Parvti Pune | Vestas RRB India Ltd. | Sr. No.359 of Vill. Thoseghar, Tal. & Dist. Satara | 1 | 225 | 1999-03-24 | 0.225
11 | Sahani Enterprises, Pune Umed Bhavan, Pimpri Station Road, Opp. Buckauwolf Co. Pimpri Pune 411 018 | Vestas RRB India Ltd. | S. No. 359 of Vill. Thoseghar Tal. & Dist. Satara | 1 | 225 | 1999-03-24 | 0.225
12 | Snowcem India Ltd., Killick Estate, Baji Pasalkar Marg, Chandivali, Mumbai - 400072 | Vestas RRB India Ltd. | Sr. No. 249-257, Chalkewadi Tal. Patan Dist Satara | 2 | 225 | 1999-03-31 | 0.45
13 | Bharat Forge Ltd. (I) Pune Cantonment Mundhawa, Pune | Enercon India Ltd. | Sr. No. 149, 150 Maloshi Tal. Patan, Dist. Satara | 9 | 230 | 1998-06-23 | 2.07
14 | Ghodawat Pan Masala Prod. (I) Ltd. Plot No.438, PB No.118, Chipri, Kolhapur (Via-Jaysingpur) | Enercon India Ltd. | Sr. No/ 41, Thoseghar (Boposhi) & Sr. No. 135, village Vankusavde, Tal. Patan, Dist. Satara | 1 | 230 | 1998-11-30 | 0.23
|  | Total Commissioned Capacity |  |  |  | 17.65 | MW

## 1999-00
1999-00
Sr. No. | Investor Name & Address | Developer | Location | Capacity MW |  | Date of Commissioning | Total Capacity (MW)
|  |  |  | No. of M/c | kW
1 | Ghodawat Pan Masala Prod. (I) Ltd Plot No.438, PB No.118, Chipri, Kolhapur (Via-Jaysingpur) | Suzlon Energy Ltd. | Sr. No/ 41, Thoseghar (Boposhi) & Sr. No. 135, village Vankusavde, Tal. Patan, Dist. Satara | 1 | 350 | 2000-03-29 | 0.35
2 | Sanjay D. Ghodawat [HUF] Plot No.438, PB No.118, Chipri, Kolhapur (Via-Jaysingpur) | Suzlon Energy Ltd. | S. No.314/315,Village Vankusavade, Tal Patan & Dist:- Satara | 1 | 350 | 2000-03-27 | 0.35
3 | Ghodawat Pan Masala Prod. (I) Ltd Plot No.438, PB No.118, Chipri, Kolhapur (Via-Jaysingpur) | Suzlon Energy Ltd. | S. No.177, Village VanKusavade, Tal Patan & Dist:- Satara | 6 | 350 | 2000-01-08 | 2.1
|  | Suzlon Energy Ltd. |  | 1 | 350 | 2000-01-16 | 0.35
|  | Suzlon Energy Ltd. |  | 3 | 350 | 2000-02-06 | 1.05
4 | Bajaj Electricals Ltd. 51 MG Road, Mumbai | Suzlon Energy Ltd. | Sr. No. 177, Vankusawade, Tal. Patan, Dist. Satara | 2 | 350 | 1999-08-22 | 0.7
|  | Suzlon Energy Ltd. |  | 2 | 350 | 1999-08-27 | 0.7
|  | Suzlon Energy Ltd. |  | 2 | 350 | 1999-09-09 | 0.7
|  | Suzlon Energy Ltd. |  | 1 | 350 | 1999-09-17 | 0.35
|  | Suzlon Energy Ltd. |  | 1 | 350 | 1999-09-20 | 0.35
5 | Dhariwal Industries Ltd. -I I Manikchand House, 100-101, Kennedy Rd, Behind Hotel LeMeridien, Pune - 411002 | Suzlon Energy Ltd. | S.No.315, 316 of village Kushi (Vankusawade), Tal. Patan, Dist. Satara | 9 | 350 | 2000-03-25 | 3.15
6 | Khuda Gawah Investments Pvt. Ltd. 401, Anuradha, Amrut Kumbh, CHS, Chitale Path, Dadar, Mumbai | Suzlon Energy Ltd. | S. No.177, Village Vankusavade, Tal Patan Dist:- Satara | 1 | 350 | 2000-03-25 | 0.35
7 | Bajaj Auto Ltd. -I Akurdi, Pune | Suzlon Energy Ltd. | Sr. No. 64-67, off. Vill. Sawarghar, Sr. No. 223 of Vill. Van (Vankusawade Tal. Patan Dist. Satara) | 28 | 350 | 2000-03-03 | 9.8
8 | Sagar Agencies Pvt. Ltd. 803, Sajanand, Shahjai Road, Ahemadabad | Suzlon Energy Ltd. | S. No.118, Village Van Kusavade, Tal Patan & Dist:- Satara | 1 | 350 | 2000-03-27 | 0.35
9 | Deccan Ind. Explo Pvt. Ltd. 1216/7, FC Road, Shivajinagar, Pune | Suzlon Energy Ltd. | S. No.118, Village Kusavade, Tal Patan Dist:- Satara | 1 | 350 | 2000-03-27 | 0.35
10 | Tata Finance Ltd. -I Bezzola Complex, V.N. Purav Marg, Chembur, Mumbai - 400071 | Suzlon Energy Ltd. | S. No.71, Village Chikhali (Vankusawade), Tal Patan Dist:- Satara | 21 | 350 | 2000-03-14 | 7.35
11 | R M Dhariwal [HUF] Manikchand House, 100-101, Kennedy Rd, Behind Hotel LeMeridien, Pune - 411002 | Suzlon Energy Ltd. | S. No.304, Village Kusi, Tal Patan Dist:- Satara | 3 | 350 | 2000-03-22 | 1.05
12 | Niskalp Inv. Trading Co. Ltd.- I Bezzola Complex, V.N. Purav Marg, Chembur, Mumbai - 400071 | Suzlon Energy Ltd. | S. No.97, Village Nivade, Tal Patan, Dist:- Satara | 10 | 350 | 2000-03-29 | 3.5
13 | Ellora Times Pvt. Ltd. - I Orpat Industrial Estate, Rajkot Highway, Morbi | Suzlon Energy Ltd. | S. No.71, Village Chikhali, Tal Patan, Dist:- Satara | 13 | 350 | 2000-03-29 | 4.55
14 | Nalini Property Trading Co. Ltd. 401, Anuradha, Amrut Kumbh, CHS, Chitale Path, Dadar, Mumbai | Suzlon Energy Ltd. | S. No.177, Village Vankusavade, Tal & Dist:- Satara | 1 | 350 | 2000-03-27 | 0.35
15 | Savita Chemicals 66/67 Nariman Bhavan, Nariman Point, Mumbai | NEG Micon | S. No. 315 of Vill. Gojegaon Tal. Patan Dist. Satara | 2 | 750 | 2000-03-30 | 1.5
16 | Savita Chemicals 66/67 Nariman Bhavan, Nariman Point, Mumbai | NEG Micon | S. No. 315 of Vill. Gojegaon Tal. Patan Dist. Satara | 1 | 750 | 2000-03-30 | 0.75
17 | Khanna Industrial Pipes Pvt. Ltd. 11, Satyam 318, Linking Road, Khar Mumbai | Vestas RRB India Ltd. | S. No. 149 of Vill. Thoseghar Tal & Dist Satara | 1 | 225 | 1999-05-07 | 0.225
18 | Prestress (I) Pvt. Ltd. 925, B/1, Unique Chambers, 2nd Floor, F. C. Road, Pune - 411 004 | Vestas RRB India Ltd. | S. No. 149 of Vill. Maloshi (Thoseghar) Talt Satara | 1 | 225 | 1999-05-07 | 0.225
19 | Borax Morarji Ltd.- (Maloshi) Prospect Chembers, 317/21, Dr.D.N. Rd, Mumbai -400 001 | Vestas RRB India Ltd. | 1564 & 1573 at location 3 & 4 Gat No. 1257 of Vill. Thoseghar (Maloshi), Dist. Satara. | 2 | 225 | 1999-07-17 | 0.45
20 | Sharp Engineers, Pimpari Plot No. A-17, H-Block, MIDC Pimpari Pune 411 018 | Vestas RRB India Ltd. | S. No. 149 of Vill. Thoseghar Tal & Dist. Satara | 1 | 225 | 1999-08-26 | 0.225
21 | Sharp Engineers, Chakan Plot No. A-17, H-Block, MIDC Pimpari Pune 411 018 | Vestas RRB India Ltd. | S. No. 149 of Vill. Thoseghar (Maloshi) Tal & Dist Satara | 1 | 225 | 1999-08-27 | 0.225
22 | Snowcem India ltd. Killick Estate, Baji Pasalkar Marg, Chandivali, Mumbai - 400072 | Vestas RRB India Ltd. | Sr. No. 249-257, Chalkewadi Tak. Dist Satara | 2 | 225 | 2000-03-30 | 0.45
23 | B. G. Chitale (Dairy) Tal. Palus Dist. Sangli | Vestas RRB India Ltd. | S. No. 149 of Vill. Maloshi (Thoseghar) Talt Satara | 2 | 225 | 2000-03-15 | 0.45
24 | Prima Papers & Engg. Pvt. Ltd. - I Chitanya, 774 Budhwar Peth, Pune - 411 001 | Vestas RRB India Ltd. | S. No. 290 of Vill. Parmale (Thoseghar), Tal. & Dist. Satara | 2 | 225 | 2000-03-28 | 0.45
25 | Bharat Forge Ltd. (II) Pune Cantonment Mundhawa, Pune | Vestas RRB India Ltd. | S.No.41 of. Vill. Boposhi Tal- & Dist- Satara | 7 | 230 | 1999-12-28 | 1.61
|  | Vestas RRB India Ltd. |  | 10 | 230 | 2000-03-22 | 2.3
|  | Vestas RRB India Ltd. |  | 9 | 230 | 2000-03-29 | 2.07
|  | Vestas RRB India Ltd. |  | 4 | 230 | 2000-03-31 | 0.92
26 | Sakal Papers (I) 595, Budhwar Peth, Pune | Enercon India Ltd. | S. No. 241, of Vill. Chalkewadi Tal. & Dist. Satara | 2 | 230 | 2000-02-16 | 0.46
27 | Sakal Papers (II) 595, Budhwar Peth, Pune | Enercon India Ltd. | S. No. 241, of Vill. Chalkewadi Tal. & Dist. Satara | 2 | 230 | 2000-02-16 | 0.46
|  | Total Commissioned Capacity |  |  |  | 50.57 | MW

## 2000-01
2000-01
Sr. No. | Investor Name & Address | Developer | Project Address | Capacity MW |  | Date of Commissioning | Total Capacity (MW)
|  |  |  | No. of M/c | kW
1 | Dhariwal Industries Ltd -III Manikchand House, 100-101, Kennedy Rd, Behind Hotel LeMeridien, Pune - 411004 | Suzlon Energy Ltd. | S. No.298,Village Kusi, Tal Patan & Dist:- Satara | 2 | 350 | 2000-07-31 | 0.7
|  |  |  | 1 | 350 | 2000-08-21 | 0.35
|  |  |  | 2 | 350 | 2000-08-27 | 0.7
|  |  |  | 1 | 350 | 2000-09-12 | 0.35
2 | Tata Finance Ltd. Bezzola Complex, V.N. Purav Marg, Chembur, Mumbai - 400071 | Suzlon Energy Ltd. | S. No.118, Village Kusavade, Tal Patan Dist:- Satara | 10 | 350 | 2000-09-30 | 3.5
|  |  |  | 11 | 350 | 2000-11-01 | 3.85
3 | Nishkalp Investment And Trading Co. Ltd. Bezzola Complex, V.N. Purav Marg, Chembur, Mumbai - 400071 | Suzlon Energy Ltd. | S. No.97, Village Nivade, Tal Patan, Dist:- Satara | 7 | 350 | 2000-07-17 | 2.45
|  |  |  | 4 | 350 | 2000-07-31 | 1.4
4 | Ellora Times Ltd- I Orpat Industrial Estate, Rajkot Highway, Morbi - 363 641 | Suzlon Energy Ltd. | S. No.71, Village Chikhali (Vankusavade), Tal Patan, Dist:- Satara | 1 | 350 | 2000-05-22 | 0.35
5 | Varroc Engineering Pvt. Ltd. Ph-I E-4 MIDC Industrial Area, P.O.B.958, Waluj Aurangabad-431136 | Suzlon Energy Ltd. | S. No.314, Village Kushi, Tal Patan & Dist:- Satara | 3 | 350 | 2000-06-19 | 1.05
6 | Varroc Engineering Pvt. Ltd. Ph-II E-4 MIDC Industrial Area, P.O.B.958, Waluj Aurangabad-431136 | Suzlon Energy Ltd. | S.No.314 & 317 of village Kushi, Tal. Patan, Dist. Satara | 3 | 350 | 2000-09-30 | 1.05
7 | Bajaj Auto Ltd. - II Akurdi, Pune | Suzlon Energy Ltd. | S. No.223, Village Vankusavade, Tal Patan, Dist:- Satara | 14 | 350 | 2000-06-29 | 4.9
|  |  |  | 4 | 350 | 2000-07-17 | 1.4
|  |  |  | 6 | 350 | 2000-07-31 | 2.1
|  |  |  | 4 | 350 | 2000-08-27 | 1.4
8 | Bajaj Auto Ltd. - III Akurdi, Pune | Suzlon Energy Ltd. | S. No.60, Village Vankusavade, Tal Patan, Dist:- Satara | 8 | 350 | 2000-09-30 | 2.8
|  |  |  | 6 | 350 | 2000-11-28 | 2.1
|  |  |  | 14 | 350 | 2000-11-29 | 4.9
9 | Nishkalp Investment And Trading Co. Ltd. Ph-II Bezzola Complex, V.N. Purav Marg, Chembur, Mumbai - 400071 | Suzlon Energy Ltd. | S. No.12, Village Vankusavade, Tal Patan Dist:- Satara | 1 | 350 | 2000-06-29 | 0.35
|  |  |  | 4 | 350 | 2000-08-21 | 1.4
|  |  |  | 8 | 350 | 2000-09-27 | 2.8
|  |  |  | 8 | 350 | 2000-09-30 | 2.8
10 | Patankar Wind Farm Pvt. Ltd. Ph-II Shikka Mension, Patan - 415206 Dist. Satara | Suzlon Energy Ltd. | S. No.28, Village VanKusavade, Tal Patan, Dist:- Satara | 1 | 350 | 2000-09-18 | 0.35
11 | Bothara Agro Equipments Pvt. Ltd. B-16, MIDC, Ahemadnagar | Suzlon Energy Ltd. | S. No.29, Village VanKusavade, Tal Patan & Dist:- Satara | 1 | 350 | 2000-09-22 | 0.35
12 | Borax Morarji Ltd. Mahatma Gandhi Road, Amarnath, Mumbai | Suzlon Energy Ltd. | S. No.27, Village Kusavade, Tal Patan & Dist:- Satara | 1 | 350 | 2000-09-22 | 0.35
13 | Anurang Engineering Co. Pvt Ltd B-12, MIDC, P.B. No.960, Waluj, Aurangabad | Suzlon Energy Ltd. | S. No.27, Village Bhambe, Tal Patan & Dist:- Satara | 3 | 350 | 2000-12-06 | 1.05
14 | Endurance Systems (I) Pvt. Ltd E-92, MIDC, Waluja, Aurangabad | Suzlon Energy Ltd. | S. No.27, Village Bhambe, Tal Patan & Dist:- Satara | 3 | 350 | 2000-12-07 | 1.05
15 | Rajaram Solvex Ltd A-21, MIDC, Islampur, Dist:- Sangli | Suzlon Energy Ltd. | S. No.222, Village Vankusavade, Tal Patan & Dist:- Satara | 2 | 350 | 2000-12-22 | 0.7
|  |  |  | 1 | 350 | 2001-03-31 | 0.35
16 | Ellora Times Ltd - II Orpat Industrial Estate, Rajkot Highway, Morbi - 363 641 | Suzlon Energy Ltd. | S. No. 107/1/P of Vill. Nivkhane (Vankusawade) Tal. Patan Dist Satara | 6 | 350 | 2000-12-23 | 2.1
|  |  |  | 4 | 350 | 2000-12-31 | 1.4
|  |  |  | 5 | 350 | 2001-01-11 | 1.75
17 | Bajaj Auto Ltd- IV Akurdi, Pune | Suzlon Energy Ltd. | S. No.213, Village Gawadewadi, Tal Patan, Dist:- Satara | 8 | 350 | 2000-12-28 | 2.8
|  |  |  | 20 | 350 | 2000-12-31 | 7
18 | Tata Finance Ltd- III Bezzola Complex, V.N. Purav Marg, Chembur, Mumbai - 400071 | Suzlon Energy Ltd. | S. No.295, Village Divashi, Tal Patan & Dist:- Satara | 1 | 350 | 2000-12-28 | 0.35
|  |  |  | 3 | 350 | 2000-12-31 | 1.05
|  |  |  | 11 | 350 | 2001-03-25 | 3.85
19 | Nishkalp Investment And Trading Co. Ltd. Ph-III Bezzola Complex, V.N. Purav Marg, Chembur, Mumbai - 400071 | Suzlon Energy Ltd. | S. No.104, Village Nivade, Tal Patan, Dist:- Satara | 2 | 350 | 2000-12-29 | 0.7
|  |  |  | 2 | 350 | 2000-12-31 | 0.7
|  |  |  | 10 | 350 | 2001-03-25 | 3.5
|  |  |  | 1 | 350 | 2001-03-31 | 0.35
20 | V. V. F. Ltd. Opp. Sion Fort Garden, 109, Sion, Mumbai | Suzlon Energy Ltd. | S. No.295, Village Divashi, Tal Patan Dist:- Satara | 4 | 350 | 2000-12-29 | 1.4
|  |  |  | 4 | 350 | 2001-03-25 | 1.4
|  |  |  | 2 | 350 | 2001-03-31 | 0.7
21 | Dhariwal Industries Ltd -III Manikchand House, 100-101, Kennedy Rd, Behind Hotel LeMeridien, Pune - 411004 | Suzlon Energy Ltd. | S. No.298,Village Kusi, Tal Patan & Dist:- Satara | 4 | 350 | 2000-12-29 | 1.4
22 | Sarjan Realities Pvt Ltd 285/10, Koregaon Park, Behind Singh Motors, Near Hotel Gulmohor Jupitor, Pune | Suzlon Energy Ltd. | S. No.29, Village Bhambe, Tal Patan & Dist:- Satara | 1 | 350 | 2000-12-30 | 0.35
23 | Jayshree Rubber Products Pvt Ltd 65/3, D-3, Block, MIDC, Chinchwad, Pune | Suzlon Energy Ltd. | S. No.29, Village Bhambe, Tal Patan, Dist:- Satara | 1 | 350 | 2000-12-30 | 0.35
24 | Vaibhav Textiles Ltd Ram Mandir Ward, Hingan Ghat, Dist:- Wardha | Suzlon Energy Ltd. | S. No.28, Village Vankusavade, Tal Patan & Dist:- Satara | 1 | 350 | 2000-12-30 | 0.35
25 | Patan Wind Eneregy Shikka Mension, Patan - 415206 Dist. Satara | Suzlon Energy Ltd. | S. No.29, Village Bhambe, Tal Patan Dist:- Satara | 1 | 350 | 2000-12-30 | 0.35
26 | Prithvi Prakashan Pvt Ltd-I Lokmat Bhavan, Jalana Road, P.B. N0. 44, Aurangabad-431210 | Suzlon Energy Ltd. | S. No.74, Village Gojegaon, Tal Patan, Dist:- Satara | 1 | 350 | 2000-12-30 | 0.35
|  |  |  | 1 | 350 | 2001-03-31 | 0.35
27 | Premier Sales (I) Pvt. Ltd 17/8, D-1, Block, MIDC, Chinchwad, Pune - 411 019 | Suzlon Energy Ltd. | S.No.31/2 of village Vankusawade (Bhambe), Tal. Patan, Dist. Satara | 1 | 350 | 2000-12-31 | 0.35
28 | D. J. Malpani - I Malpani House, IG Road, Sangamner | Suzlon Energy Ltd. | S. No.34, Village VanKusavade, Tal Patan & Dist:- Satara | 2 | 350 | 2001-03-24 | 0.7
29 | D. J. Malpani - II Malpani House, IG Road, Sangamner | Suzlon Energy Ltd. | S. No.34, Village VanKusavade, Tal Patan & Dist:- Satara | 2 | 350 | 2001-03-24 | 0.7
30 | Padmavati Wind Energy Pvt. Ltd. Sikka Mention, Patan, Dist:- Satara | Suzlon Energy Ltd. | S. No.223, Village Vankusavade, Tal Patan Patan Dist:- Satara | 1 | 350 | 2001-03-25 | 0.35
31 | Malpani Sales Corporation Malpani House, IG Road, Sangamner | Suzlon Energy Ltd. | S. No.27, Village VanKusavade, Tal Patan & Dist:- Satara | 1 | 350 | 2001-03-27 | 0.35
32 | Malpani Tea Corporation Malpani House, IG Road, Sangamner | Suzlon Energy Ltd. | S. No.34, Village VanKusavade, Tal Patan & Dist:- Satara | 1 | 350 | 2001-03-27 | 0.35
33 | Fire Power Marketing (I) Pvt. Ltd. Sharada Arcade, S No.685, Pune Satara Road, Bibavewadi, Pune | Suzlon Energy Ltd. | S. No.33, Village Kati, Tal Patan & Dist:- Satara | 1 | 350 | 2001-03-27 | 0.35
34 | Prithvi Prakashan Pvt Ltd Lokmat Bhavan, Jalana Road, P.B. N0. 44, Aurangabad-431210 | Suzlon Energy Ltd. | S. No.74, Village Gojegaon, Tal Patan, Dist:- Satara | 2 | 350 | 2001-03-28 | 0.7
35 | Arvind Dyeing & Bleaching Mills Ltd Plot No.12, Ph-II, Sector A, Shree Laxmi Co-Op. Estate, Hatkangale | Suzlon Energy Ltd. | S. No.52, Village Aral, Tal Patan & Dist:- Satara | 1 | 350 | 2001-03-28 | 0.35
36 | Arvind Cotsyn (India) Ltd Plot No.12, Ph-II, Sector A, Shree Laxmi Co-Op. Estate, Hatkangale | Suzlon Energy Ltd. | S. No.52, Village Aral Tal Patan & Dist:- Satara | 1 | 350 | 2001-03-28 | 0.35
37 | G. B. Rubber Products. S-157,MIDC, Bhosari, Pune | Suzlon Energy Ltd. | S. No.6, Village VanKusavade, Tal Patan & Dist:- Satara | 1 | 350 | 2001-03-28 | 0.35
38 | S. B. Mutha 123, Nana Peth, Pune -411002 | Suzlon Energy Ltd. | S.No.29/4, of village Bhame, Tal. Patan, Dist. Satara | 1 | 350 | 2001-03-28 | 0.35
39 | Sharda Erectors Pvt. Ltd- I Sharada Centre, 11/1, Erandwane, Pune - 411004 | Suzlon Energy Ltd. | Sr,No. 28/2, 29/2,29/9 of village Bhambe (Vankusavade) Tal. Patan, Dist. Satara | 4 | 350 | 2001-03-29 | 1.4
40 | Sharda Erectors Pvt. Ltd.-II Sharada Centre, 11/1, Erandwane, Pune - 411004 | Suzlon Energy Ltd. | S.No.31/2 of village Vankusawade (Bhambe), Tal. Patan, Dist. Satara | 4 | 350 | 2001-03-29 | 1.4
41 | Canpex Chemical Pvt. Ltd. 123 Nana Peth, Pune | Suzlon Energy Ltd. | S. No.27, Village Bhambe, Tal Patan & Dist:- Satara | 1 | 350 | 2001-03-29 | 0.35
42 | Malpani Sales Corporation-II Malpani House, IG Road, Sangamner | Suzlon Energy Ltd. | S. No.27, Village VanKusavade, Tal Patan & Dist:- Satara | 1 | 350 | 2001-03-30 | 0.35
43 | Arvind Finlease Pvt. Ltd Arvind House, 30 Old Industrial Estate, Ichalkaranji | Suzlon Energy Ltd. | S. No.52, Village Aral, Tal Patan & Dist:- Satara | 1 | 350 | 2001-03-30 | 0.35
44 | Nishkalp Investment And Trading Co. Ltd. Ph-IV Bezzola Complex, V.N. Purav Marg, Chembur, Mumbai - 400071 | Suzlon Energy Ltd. | Gut No. 216, Shajapur, Tal. Parner, Dist. Ahmednagar | 1 | 1000 | 2000-12-30 | 1
45 | Tata Finance Ltd. Bezzola Complex, V.N. Purav Marg, Chembur, Mumbai - 400071 | Suzlon Energy Ltd. | S. No.216, Village Kavdya Dongar, Tal Parner & Dist:- Ahmednagar | 1 | 1000 | 2001-03-21 | 1
46 | Weizmann ltd-I Empire House, 214, Dr. D. N. Road, Fort Mumbai | Asian Wind Turbines Pvt. Ltd. | S. No. 315 of Vill. Gojegaon Tal. Patan Dist. Satara | 5 | 750 | 2000-12-07 | 3.75
47 | Weizmann ltd-II Empire House, 214, Dr. D. N. Road, Fort Mumbai | Asian Wind Turbines Pvt. Ltd. | S. No. 315 of Vill. Gojegaon Tal. Patan Dist. Satara | 6 | 750 | 2001-03-30 | 4.5
48 | Ratnaparkhe Constructions Gokhale Vrindavan, Chapekar Chowk, Chinchwad, Pune-411 033 | Vestas RRB India Ltd. | S. No. 149 of Vill. Maloshi (Thoseghar) Tal & Dist- Satara | 1 | 225 | 2000-07-22 | 0.225
49 | B. G. Chitale - II Bhilwadi Station, 416 303 Sangli | Vestas RRB India Ltd. | S.No.149 of Village Maloshi (Thoseghar) Tal & Dist- Satara | 1 | 225 | 2000-09-22 | 0.225
50 | Navalkha Translines 50-A, Hadapsar Industrial Estate, Pune-411 013 | Vestas RRB India Ltd. | Gut No. 149 of Vill. Maloshi ( Thoseghar) Tal. Dist. Satara | 1 | 225 | 2000-09-30 | 0.225
51 | Pearl Plastic Products Chitanya, 774 Budhwar Peth, Pune - 411 001 | Vestas RRB India Ltd. | S.No.290 of village Parmale (Thoseghar) Tal.& Dist. Satara | 1 | 225 | 2001-03-30 | 0.225
52 | Sansoi Electronic 89 / 1A, Bhavani Peth Near Ghseti Pool, Pune - 42 | Vestas RRB India Ltd. | S. N. 290, of Vill. Thoseghar (Parmale) Tal & Dist Satara | 1 | 225 | 2001-03-30 | 0.225
53 | Shreeyash Chassis Gut No.15, Naigavan Tal. Paithan, Dist. Aurangabad 431 107 | Vestas RRB India Ltd. | S.No.290 of village Parmale (Thoseghar) Tal. & Dist. Satara | 1 | 225 | 2001-03-30 | 0.225
54 | Yashshri Press B-48, MIDC Waluj, Aurangabad - 431 136 | Vestas RRB India Ltd. | Gut No. 290, of Vill. Parmale (Thoseghar) Tal & Dist Satara | 1 | 225 | 2001-03-30 | 0.225
55 | HMTD Engg. D-4, MIDC, Taloja, Dist. Raigad -410 208 | Vestas RRB India Ltd. | S. No. 290 of Vill. Parmale (Thoseghar) Tal. & Dist. Satara | 1 | 225 | 2001-03-30 | 0.225
56 | Rucha Engineers 140, Jyotinagar, Aurangabad | Vestas RRB India Ltd. | S. No. 290 of Vill. Parmale (Thoseghar) Tal & Dist Satara | 1 | 225 | 2001-03-30 | 0.225
57 | Laxmi Rikshaw Body E-38/1, MIDC Chikhalthana, Aurangabad | Vestas RRB India Ltd. | S. No. 290 of Vill. Parmale (Thoseghar) Tal & Dist Satara | 1 | 225 | 2001-03-30 | 0.225
58 | Dr. K. H. Sancheti 16, Shivajinagar, Pune | Vestas RRB India Ltd. | S. No. 290, of Vill. Parmale (Thoseghar) Tal. & Dist Satara | 1 | 225 | 2001-03-30 | 0.225
59 | Poona Health 16, Shivajinagar, Pune | Vestas RRB India Ltd. | Gat No. 41/7, of vill. Aral Tal. Patan Dist. Satara | 1 | 500 | 2001-03-31 | 0.5
60 | Snowcem Ind. Ltd. Killick Estate, Baji Rasalkar Marg, Chandiwalai, Mumbai - 400 072 | Vestas RRB India Ltd. | Sr. No. 249, Chalkewadi, Tal &. Dist. Satara | 1 | 500 | 2001-03-31 | 0.5
61 | Klassic Wheels Basant, Plot No.6/7, Opp. Chandan Estate, Maniknagar, Station Road, Ahmednagar | Vestas RRB India Ltd. | Sr. No. 290, Paramale, (Thoseghar ), Tal,& Dist. Satara | 1 | 225 | 2001-03-31 | 0.225
62 | Nav Gases & Chemicals Plot No.50-A, Hadapsar Industrial Estate, Pune - 411 013 | Vestas RRB India Ltd. | S. No. 290 of Vill. Parmale Tal. & Dist. Satara | 1 | 225 | 2001-03-31 | 0.225
63 | Sanjay D. Ghodawat (HUF), Plot No.438, PB No.118, Chipri, Kolhapur (Via-Jaysingpur) | Enercon India Ltd. | S.No.241, village Chalkewadi, Tal. & Dist. Satara | 1 | 230 | 2000-08-19 | 0.23
64 | Ghodawat Industries (I) Pvt., Ltd., Plot No.438, PB No.118, Chipri, Kolhapur (Via-Jaysingpur) | Enercon India Ltd. | S.No.241 of village Chalkewadi, Tal. & Dist. Satara | 3 | 230 | 2000-08-19 | 0.69
65 | Ghodawat Industries (I) Pvt., Ltd., Plot No.438, PB No.118, Chipri, Kolhapur (Via-Jaysingpur) | Enercon India Ltd. | S.No.241, village Chalkewadi, Tal. & Dist. Satara | 6 | 230 | 2000-08-30 | 1.38
66 | Ghodawat Industries (I) Pvt., Ltd., Plot No.438, PB No.118, Chipri, Kolhapur (Via-Jaysingpur) | Enercon India Ltd. | S.No.241 of village Chalkewadi, Tal. & Dist. Satara | 6 | 230 | 2000-08-30 | 1.38
67 | BHARAT FORGE LTD. Pune Cantonment Mundhawa, Pune | Enercon India Ltd. | S. No. 150 A & 150 B of Vill. Maloshi, Tal. Patan Dist Satara | 12 | 230 | 2000-12-22 | 2.76
68 | New Sahyadri Industries Ltd.,Pune -Ph-I Ph-I 39-D, Gultekadi Jawaharlal Nehru Rd, Pune | Enercon India Ltd. | S. No. 241, of Vill. Chalkewadi Tal. & Dist. Satara | 2 | 600 | 2001-03-30 | 1.2
69 | Vinyl Chemicals India Ltd., Ramakrishna Mandir Road, Off.M. Vasanji Road, Andheri (E), Mumbai - 400 059 | Enercon India Ltd. | Gat No. 107, 108 Bhambarwadi Tal Shirala Dist Sangli | 2 | 230 | 2001-01-20 | 0.46
70 | Pidilite Industries Ltd., Taloja unit Ramkrishna Mandir Rd, Off. M Vasanji Road, Andheri (E), Mumbai | Enercon India Ltd. | Sr. No. 87-89 & 106-110 Bhambarwadi, Tal. Shirala, Dist. Sangli | 1 | 230 | 2001-01-20 | 0.23
71 | Pidilite Industries Ltd., Kamothe unit Ramkrishna Mandir Rd, Off. M Vasanji Road, Andheri (E), Mumbai | Enercon India Ltd. | Sr. No. 107 & 108 Bhambarwadi, Tal. Shirala Dist. Sangli | 1 | 230 | 2001-01-20 | 0.23
72 | Tex International, Arora House, 16, Golf Link, Union Park, Khar (W) Mumbai - 400 052 | Enercon India Ltd. | Gat No. 87 to 89 & 106 to 110 at Vill. Bhamberwadi, Tal. Shirala, Dist. Sangli | 1 | 230 | 2001-03-06 | 0.23
73 | Overseas Traders, Arora House, 16, Golf Link, Union Park, Khar (W) Mumbai - 400 052 | Enercon India Ltd. | S. No. 108 & 109 of Vill. Bhamberwadi (Gudepanchgani) Tal Shirala Dist. Sangli | 1 | 230 | 2001-03-06 | 0.23
74 | Sushbindu Mfg. Pvt. Ltd., 217 Samuel Street Room No. 41st floor Masjid Bunder, Mumbai - 400003 | Enercon India Ltd. | S N. 108, of Vill Bhamberwadi Tal. Shirala, Dist Sangli | 1 | 230 | 2001-03-30 | 0.23
75 | Sharada Construction & Investment Co. PB No.43, industrial Estate plot No.43/46, Jaysingpur, Kolhapur | Enercon India Ltd. | Gat. No. 101/1/A to 88, Vill. Bhamberwadi (Gudhepanchgani) Tal. Shirala. Dist. Sangli | 1 | 230 | 2001-03-30 | 0.23
76 | Dr. Parag Sancheti, Shivajinagar, Pune | Enercon India Ltd. | Sr. No. 88/P 109/P of Vill. Bhamberwadi (Gudepanchgani) Tal. Shirala, Dist. Sangli | 1 | 230 | 2001-03-30 | 0.23
77 | Parle Products Pvt. Ltd., PH-I, 24-B Dr.A.B. road Nirlon house, Worli( IV ) Mumbai-400025 | Enercon India Ltd. | S . N. 35 & 36 at Vill. Shirsatwadi (Gudepanchgani) Tal. Shirala Dist Sangli | 6 | 600 | 2001-03-31 | 3.6
78 | Kohinoor Power Co. Kohinoor Bhavan Senapati Bapat Marg,Dadar (W ) Mumbai - 400 028 | Enercon India Ltd. | S. No. 105, 106 107 of Vill. Bhambarwadi Tal. Shirala Dist Sangli | 5 | 230 | 2001-03-31 | 1.15
|  | Total Commissioned Capacity |  |  |  | 117.185 | MW

## 2001-02
2001-02
Sr. No. | Investor Name & Address | Developer | Location | Capacity MW |  | Date of Commissioning | Total Capacity (MW)
|  |  |  | No. of M/c | kW
1 | Fire Power Marketing (I) Pvt. Ltd. Sharada Arcade, S No.685, Pune Satara Road, Bibavewadi, Pune | Suzlon | S. No.33, Village Kati, Tal Patan & Dist:- Satara | 1 | 350 | 2001-05-09 | 0.35
2 | Poonawalla Estates Stud & Agri Farm Saroj Bhawan, 16/B1, Dr. Ambedkar Road, Pune | Suzlon | S. No.44, Village Aral, Tal Patan & Dist:- Satara | 1 | 350 | 2001-06-28 | 0.35
3 | Eagle Poonawalla Ind. Ltd. Saroj Bhawan, 16/B1, Dr. Ambedkar Road, Pune | Suzlon | S. No.44, Village Vankusavade, Tal Patan & Dist:- Satara | 1 | 350 | 2001-06-28 | 0.35
4 | Serum International Ltd. Saroj Bhawan, 16/B1, Dr. Ambedkar Road, Pune | Suzlon | S. No.44, Village Vankusavade, Tal Patan & Dist:- Satara | 2 | 350 | 2001-06-30 | 0.7
5 | Poonawalla Finvest & Agro Pvt. Ltd Saroj Bhawan, 16/B1, Dr. Ambedkar Road, Pune | Suzlon | S. No.44, Village Vankusavade, Tal Patan & Dist:- Satara | 1 | 350 | 2001-06-30 | 0.35
6 | Jayshree Polymers Pvt. Ltd 21/4, D-1 Block MIDC Chinchwad, Pune- 411 019 | Suzlon | R.S.NO.29/7, 31/5 of Bhambe (Vankusawade), Tal. Patan, Dist. Satara | 1 | 350 | 2001-07-09 | 0.35
7 | S. K. Parik 10/276, Kapad Market, Ichalkarnji | Suzlon | S. No.55, Village Aral, Tal Patan & Dist:- Satara | 1 | 350 | 2001-07-12 | 0.35
8 | D. J. Malpani - III Malpani House, IG Road, Sangamner | Suzlon | S. No.52, Village VanKusavade, Tal Patan & Dist:- Satara | 5 | 350 | 2001-07-12 | 1.75
9 | Vaman Prestressing Co. Ltd 925 B/1, Unique Chambers, 2nd Floor, FC Road, Pune | Suzlon | S. No.212/1A, Village Gavadewadi, Tal Patan & Dist:- Satara | 1 | 350 | 2001-07-18 | 0.35
10 | Arvind Cotsyn (India) Ltd - II Plot No.12, Ph-II, Sector A, Shree Laxmi Co-Op. Estate, Hatkangale | Suzlon | S. No.52, Village Aral, Tal Patan & Dist:- Satara | 2 | 350 | 2001-07-18 | 0.7
11 | B. S. C. Textiles 1194, Kalikadevi Road, Davangere | Suzlon | S. No.213, Village Gavadewadi, Tal Patan Dist:- Satara | 1 | 350 | 2001-07-31 | 0.35
12 | Suttatti Enterprises Pvt. Ltd. 43, Hadapsar Industrial Estate, Pune | Suzlon | S. No.39, Village VanKusavade, Tal Patan & Dist:- Satara | 2 | 350 | 2001-07-31 | 0.7
13 | B. S. Channabasappa & Sons 1194, Kalikadevi Road, Davangere | Suzlon | S. No.212/1-A, Village Gawadewadi, Tal Patan Dist:- Satara | 1 | 350 | 2001-07-31 | 0.35
14 | Non-Con Engineers (I) Ltd. Sharada Arcade, S No.685, Pune Satara Road, Bibavewadi, Pune | Suzlon | S. No.71, Village Gavadewadi, Tal Patan & Dist:- Satara | 1 | 350 | 2001-07-31 | 0.35
15 | Charbhuja Sales Corporation 5/408, Shriniketan, Marathe Mill Corner, Ichalkarnji | Suzlon | S. No.74, Village Gojegaon, Tal Patan & Dist:- Satara | 1 | 350 | 2001-09-21 | 0.35
16 | Z. F. Steering Gear (I) Ltd. Eden Hall, 6th floor, Near Deepbunglow Chowk, Shivajinagar, Pune - 411 016 | Suzlon | Gut No. 74 of village Vankusawade (Gojegaon), Tal. Patan, Dist. Satara | 2 | 350 | 2001-09-21 | 0.7
17 | Suvi Rubber Industries B-Anjirwadi, Dr.Mascarenhas Road, Majgaon, Mumbai | Suzlon | S. No.214, Village Devashi, Tal Patan & Dist:- Satara | 1 | 350 | 2001-09-26 | 0.35
18 | Rubberex Industries Ltd B-Anjirwadi, Dr.Mascarenhas Road, Majgaon, Mumbai | Suzlon | S. No.214, Village Devashi, Tal Patan & Dist:- Satara | 1 | 350 | 2001-09-26 | 0.35
19 | Awade Paper & Pulp Mills Pvt. Ltd 10/1169, Uttam-Prakash Chitra Mandir, Awade Nagar, Ichalkaranji - 416 115 Dist. Kolhapur | Suzlon | Gut No.213/P of village Devshi, Tal. Patan, Dist. Satara | 2 | 350 | 2001-09-26 | 0.7
20 | Vishnu Textile Corporation Vishnu Chambers, Shahu Corner, Ichalkaranji-416115 Dist. Kolhapur | Suzlon | Gat No. 3213/P of Vill. Divshi, Tal. Patan, Dist Satara | 1 | 350 | 2001-09-27 | 0.35
21 | Vandana Textiles Vishnu Chambers, Shahu Corner, Ichalkaranji-416115 Dist. Kolhapur | Suzlon | S.No.213/P of village Divshi (Vankusawade), Tal. Patan, Dist. Satara | 1 | 350 | 2001-09-27 | 0.35
22 | Umang Textiles Vishnu Chambers, Shahu Corner, Ichalkaranji-416115 Dist. Kolhapur | Suzlon | S. No.213, Village Divshi, Tal Patan Dist:- Satara | 1 | 350 | 2001-09-27 | 0.35
23 | Cooper Foundry Pvt. Ltd. L-3, MIDC, Kodoli, Satara | Suzlon | S. No.74, Village Gojegaon, Tal Patan & Dist:- Satara | 1 | 350 | 2001-09-28 | 0.35
24 | Dhariwal Industries Ltd. - III Manikchand House, 100-101, Kennedy Rd, Behind Hotel LeMeridien, Pune - 411001 | Suzlon | S. No.298,Village Kusi, Tal Patan & Dist:- Satara | 4 | 350 | 2001-11-15 | 1.4
25 | Dhariwal Industries Ltd. - IV Manikchand House, 100-101, Kennedy Rd, Behind Hotel LeMeridien, Pune - 411001 | Suzlon | S. No.306,Village Kusi, Tal Patan & Dist:- Satara | 5 | 350 | 2001-12-03 | 1.75
26 | Dhariwal Industries Ltd. - III Manikchand House, 100-101, Kennedy Rd, Behind Hotel LeMeridien, Pune - 411001 | Suzlon | S. No.298,Village Kusi, Tal Patan & Dist:- Satara | 1 | 350 | 2001-12-13 | 0.35
27 | Amit Publicatins Pvt. Ltd. B-44, MIDC, Latur | Suzlon | Sr,No. 107 of village Nivkhane (Vankusavade) Tal. Patan, Dist. Satara | 4 | 350 | 2001-12-11 | 1.4
28 | Maharashtra Seamless Ltd. 235, Okhala Industrial Estate, New Delhi | Suzlon | S. No.129, Village Nivkane, Tal Patan & Dist:- Satara | 20 | 350 | 2001-12-13 | 7
29 | Suzlon Wind Farm Services Pvt. Ltd. 5th floor, Godrej Millenum, 9 Koregaon Park Rd, Pune - 411001 | Suzlon | S.No.107/1, of village Nivkhane (Vankuswade), Tal. Patan, Dist. Satara | 1 | 350 | 2001-12-19 | 0.35
30 | Sarjan Realitles Pvt. Ltd. 285/10, Koregaon Park, Behind Singh Motors, Near Hotel Gulmohor Jupitor, Pune | Suzlon | S. No.107, Village Nivkane, Tal Patan Dist:- Satara | 1 | 350 | 2001-12-22 | 0.35
31 | Ganage Pressing Pvt. Ltd. F-II-49 & 50, MIDC, Pimpri, Pune - 411 018 | Suzlon | R.S.No.213/p of village Divshi (Vankusawade), Tal. Patan, Dist. Satara | 3 | 350 | 2001-12-22 | 1.05
32 | Suzlon Developers Pvt. Ltd. Godrej Millenium, 5th Floor, 9, Koregaon Park Road, Pune-411001 | Suzlon | S. No.107, Village Nivkane, Tal Patan & Dist:- Satara | 2 | 350 | 2001-12-26 | 0.7
33 | Abhay K. Shah Amrut Chambers, 1216/7, F.C. Rd, Shivajinagar, Pune - 411004 | Suzlon | S.No.212 of village Gawadewadi, Tal. Patan, Dist. Satara | 1 | 350 | 2001-12-28 | 0.35
34 | Shradha Constructions - I Shraddha House, CTS No.1206/1/A, Plot No.887-A, Shirole Rd, Off. J.M. Rd, Pune - 411004 | Suzlon | Gut No.129/P, of village Nivkhane, (Vankusawade), Tal. Patan, Dist. Satara | 4 | 350 | 2001-12-28 | 1.4
35 | Shradha Constructions - II Shraddha House, CTS No.1206/1/A, Plot No.887-A, Shirole Rd, Off. J.M. Rd, Pune - 411004 | Suzlon | Gut No.129/P, of village Nivkhane, (Vankusawade), Tal. Patan, Dist. Satara | 5 | 350 | 2001-12-28 | 1.75
36 | Classic Stripes Pvt. Ltd. 164, S.B. Marg, Matunga (W), Mumbai - 400 016 | Suzlon | S.Nos.107/1 of village Nivkhane, Tal. Patan, Dist. Satara | 1 | 350 | 2001-12-28 | 0.35
37 | B. S. Chanabassappa & Sons. - II 1194, Kalikadevi Road, Davangere | Suzlon | S. No.129, Village Nivkane, Tal Patan Dist:- Satara | 1 | 350 | 2001-12-29 | 0.35
38 | B. S. Textiles - II 1194, Kalikadevi Road, Davangere | Suzlon | S. No.129, Village Nivkane, Tal Patan Dist:- Satara | 1 | 350 | 2001-12-29 | 0.35
39 | Diamond Labels Pvt. Ltd. Manikchand House, 100-101, Kennedy Rd, Behind Hotel LeMeridien, Pune - 411004 | Suzlon | Gut No.107/P of village Nivkhane (Vankusawade),Tal. Patan, Dist. Satara | 1 | 350 | 2001-12-29 | 0.35
40 | Musale Investments Pvt. Ltd. 164, S.B. Marg, Matunga (W), Mumbai - 400 016 | Suzlon | S.Nos.107/1 of village Nivkhane, Tal. Patan, Dist. Satara | 1 | 350 | 2001-12-29 | 0.35
41 | Kamal Marketing Pvt. Ltd. Kamala, 259, Sakhar Peth, Solapur | Suzlon | S. No.107, Village Nivkane, Tal Patan & Dist:- Satara | 1 | 350 | 2001-12-30 | 0.35
42 | Vanaz Engineering Ltd 85/1, Paud Road, Pune | Suzlon | S. No.71, Village Vankusavade, Tal Patan Dist:- Satara | 1 | 350 | 2001-12-30 | 0.35
43 | Preetam Enterprises 1325/91, Shivaji Udyamnagar, Kolhapur-416008 | Suzlon | Gut No.71 of village Chikhali, Tal. Patan, Dist.Satara | 1 | 350 | 2001-12-30 | 0.35
44 | Pranesh Agro Pipes Pvt. Ltd. 2299/2300 Adat Bazar, Ahmednagar | Suzlon | S. No.71, Village Chikhali (Vankusavade), Tal Patan & Dist:- Satara | 1 | 350 | 2001-12-30 | 0.35
45 | Standard Greases 101, Ketan Appt., 233 RB Mehta Masrg, Ghatkoper (E) Mumbai | Suzlon | S. No.71,Village Chikhali (Vankusavade), Tal Patan & Dist:- Satara | 1 | 350 | 2001-12-30 | 0.35
46 | Accurate Engineering Co. Pvt. Ltd. 67, Hadapsar Industrial Estate, Pune | Suzlon | S. No.71, Village VanKusavade, Tal Patan & Dist:- Satara | 1 | 350 | 2001-12-31 | 0.35
47 | Sangram Patil 872, Sai Krupa, Opp. Food World, Bhandarkar Road, Pune | Suzlon | S. No.71, Village Chikhali(Vankusavade), Tal Patan & Dist:- Satara | 1 | 350 | 2001-12-31 | 0.35
48 | Dharamsi & Dharamsi Oil Ind. Pvt. Ltd. C/o Kiran Trading Co., 122, Polan Peth, Dana Bazar, Jalgaon | Suzlon | S. No.71, Village Chikhalil (Vankusavade), Tal Patan & Dist:- Satara | 1 | 350 | 2001-12-31 | 0.35
49 | Hindustan Distilleries - I Sai Prasad, Shivaji Road, Burudgaon Rd, Ahmednagar | Suzlon | Survey No.265 of village Chalkewadi, Tal. & Dist. Satara | 1 | 350 | 2001-12-31 | 0.35
50 | Jivraj Tea Company 59, Jivraj Chambers, Ruwala Tekara, Bhagal, Surat | Suzlon | Gut No. 110/B/P of Vill. Nivade, (Vankusawade) Tal. Patan, Dist. Satara | 1 | 350 | 2002-03-27 | 0.35
51 | Runwal & Assoclates Runwal Chambers, First Road, 3rd Floor, Chambur, Mumbai | Suzlon | S. No.42, Village Nivkane, Tal Patan & Dist:- Satara | 2 | 350 | 2002-03-27 | 0.7
52 | Runwal Constructions Runwal Chambers, First Road, 3rd Floor, Chambur, Mumbai | Suzlon | S. No.129, Village Nivkane, Tal Patan & Dist:- Satara | 1 | 350 | 2002-03-27 | 0.35
53 | Anand Developers Runwal Chambers, First Road, 3rd Floor, Chambur, Mumbai | Suzlon | 95/1,47/1 & 11/1 Nivkhane, Tal. Patan, Dist. Satara | 1 | 350 | 2002-03-27 | 0.35
54 | Champion Jointing Pvt. Ltd. 15, Parsi Panchayat Rd, Andheri (E) Mumbai - 400 069 | Suzlon | Survey 129/1/p, village Nivkhane, Tal. Patan, Dist. Satara | 1 | 350 | 2002-03-27 | 0.35
55 | Yeshshree Press Comps Pvt. Ltd. B-48, MIDC, Waluj, Aurangabad | Suzlon | Sr,No. 11 (129/1) of village Nivkhane (Vankusavade) Tal. Patan, Dist. Satara | 1 | 350 | 2002-03-27 | 0.35
56 | Rocket Engineering Corporation Ltd. P.B.No.178, 1328/23, Y.P. Powar Nagar, Kolhapur - 416 012 | Suzlon | S.No.129/1/P of village Nivkhane, Tal. Patan, Dist. Satara | 1 | 350 | 2002-03-27 | 0.35
57 | Naren Traders & Consultants 51/4, MIDC, Satpur, Nasik | Suzlon | S. No.129, Village Nivkane, Tal Patan & Dist:- Satara | 1 | 350 | 2002-03-27 | 0.35
58 | Rucha Engineers Pvt. Ltd. K-249, MIDC Waluj, Aurangabad | Suzlon | S. No.129/1/P, Village Nivakane, Tal Patan & Dist:- Satara | 1 | 350 | 2002-03-27 | 0.35
59 | Laxmi Metal Pressing Works Pvt. Ltd. E-38/2, MIDC Chikalthana, Aurangabad - 431 210 | Suzlon | S. No. 129/P, of Vill. Nivkhane, Tal. Patan Dist Satara | 1 | 350 | 2002-03-27 | 0.35
60 | Hindustan Distilleries - II Sai Prasad, Shivaji Road, Burudgaon Road, Ahmednagar | Suzlon | S. No.129, Village Nivkane, Tal Patan & Dist:- Satara | 2 | 350 | 2002-03-27 | 0.7
61 | Sumatinath Enterprises 1301, Prasad Chambers, Opera House, Mumbai | Suzlon | S. No.267, Village Chalkewadi, Tal & Dist:- Satara | 1 | 350 | 2002-03-27 | 0.35
62 | Phoenix Enterprises - I C/o Arihant Domestic Appliances Pvt. Ltd, Gut No. 4, At Post Sanaswadi, Tal. Shirur, Dist Pune | Suzlon | S. No. 37, of Vill. Kati, Tal. Patan Dist. Satara | 1 | 350 | 2002-03-28 | 0.35
63 | Lap Finance & Consultancy Pvt. Ltd. KB Mehtre & Co., Elphinstone Building, 1st Floor, Veer Narimaon Road, Fort, Mumbai | Suzlon | S. No.107/P, Village Nivkane (Vankusawade), Tal Patan & Dist:- Satara | 3 | 350 | 2002-03-29 | 1.05
64 | Dishti Industries Ltd. 153-154, Sourabh Hall, Sasoon Road, Pune | Suzlon | S. No.107, Village Nivkane (Vankusawade), Tal Patan Dist:- Satara | 1 | 350 | 2002-03-29 | 0.35
65 | Laxmi Hydraulics Pvt. Ltd. 129/130, Ind. Estate, Patil Nagar, Hotgi Road, Solapur - 413 003 | Suzlon | S. No. 107/1/P of Vill. Nivkhane (Vankusawade) Tal. Patan Dist Satara | 1 | 350 | 2002-03-30 | 0.35
66 | Om Windfarms 9, Suryakiran Appt., Bansilal Nagar, Aurangabad | Suzlon | S. No.26, Village Kati Tal Patan & Dist:- Satara | 1 | 350 | 2002-03-29 | 0.35
67 | Sable Waghire & Co. Ltd. 105, Bhawani Peth, Pune | Suzlon | S. No.129, Village Nivkane (Vankusawade), Tal & Dist:- Satara | 1 | 350 | 2002-03-29 | 0.35
68 | Phoenix Enterprises - II C/o Arihant Domestic Appliances Pvt. Ltd, Gut No. 4, At Post Sanaswadi, Tal. Shirur, Dist Pune | Suzlon | S. No. 37, of Vill. Kati, Tal. Patan Dist. Satara | 1 | 350 | 2002-03-29 | 0.35
69 | Jagdamba Lamps Ltd. G. No.375/376, Koregaon Bhima, Tal Shirur, Dist:- Pune | Suzlon | S. No.268, Village Chalkewadi, Tal & Dist:- Satara | 1 | 350 | 2002-03-28 | 0.35
70 | Laxmi Rikshaw Body Pvt. Ltd. M-170/M-154, MIDC, Waluj, Aurangabad | Suzlon | S. No.39, Village Kati, Tal Patan & Dist:- Satara | 1 | 350 | 2002-03-30 | 0.35
71 | Jayshree Rubber Products Pvt. Ltd. - II 65/3, D-3, Block, MIDC, Chinchwad, Pune | Suzlon | S. No.123, Village Vankusavade, Tal Patan, Dist:- Satara | 1 | 350 | 2002-03-29 | 0.35
72 | Ellora Times Pvt. Ltd. - III Orpat Industrial Estate, Rajkot Highway, Morbi - 363 641 | Suzlon | S. No.32, Village Bhambe, Tal Patan, Dist:- Satara | 15 | 350 | 2002-03-30 | 5.25
73 | Dhar Automotive Pvt. Ltd. 42, Manish Puri, Chandralok Ext. Indore - 452 018 | Suzlon | Survey No.265/P & 266/P of village Chalkewadi, Tal. & Dist. Satara | 2 | 350 | 2002-03-28 | 0.7
74 | Suzlon Green Power Ltd. - I Godrej Millenium, 5th Floor, 9, Koregaon Park Road, Pune-411001 | Suzlon | S. No.266, Village Chalkewadi, Tal & Dist:- Satara | 4 | 350 | 2002-03-26 | 1.4
|  |  |  | 4 | 350 | 2002-03-30 | 1.4
75 | Sarjan Infrastructure Finance Ltd. 1207, Raheja Centre, Free Press Journal Marg, Narimon Point, Mumbai | Suzlon | S. No.265, Village Chalkewadi, Tal & Dist:- Satara | 1 | 350 | 2002-03-30 | 0.35
76 | Rajeev Joshi Chaitanya, 774, Budhwar Peth, Pune - 411 002 | Suzlon | Sr,No. 39/p of village Kati (Vankusavade) Tal. Patan, Dist. Satara | 1 | 350 | 2002-03-30 | 0.35
77 | Umesh Dashrathi 140, Jyoti Nagar, Aurangabad | Suzlon | S. No.37, Village Kati, Tal Patan & Dist:- Satara | 1 | 350 | 2002-03-30 | 0.35
78 | Suzlon Wind Farm Services Pt. Lt.- II Godrej Millenium, 5th Floor, 9, Koregaon Park Road, Pune-411001 | Suzlon | S. No.39, Village Kati, Tal Patan & Dist:- Satara | 1 | 350 | 2002-03-30 | 0.35
79 | Khanna Industrial Pipes Pvt. Ltd. 11 Satyam, 311 Linking Road, Khar, Mumbai | Suzlon | S. No.37, Village Kati, Tal Patan & Dist:- Satara | 1 | 350 | 2002-03-30 | 0.35
80 | Garden Court Distilleries Pvt. Ltd. 6, Sarkar Corner, Veera Desai Road, Andheri, Mumbai | Suzlon | S. No.167, Village Chalkewadi, Tal & Dist:- Satara | 1 | 350 | 2002-03-30 | 0.35
81 | Radhekrishna Extractions Ltd. H-2, MIDC, Kupwad, Sangli | Suzlon | S. No.266, Village Chalkewadi, Tal & Dist:- Satara | 1 | 350 | 2002-03-30 | 0.35
82 | Bajaj Auto Ltd. Pune-Mumbai Road, Akurdi, Pune - 411 035 | Suzlon | Sr,No. 60/p of village Nivkhane (Vankusavade) Tal. Patan, Dist. Satara | 6 | 1000 | 2002-03-30 | 6
83 | Suzlon Green Power Ltd. - II Godrej Millenium, 5th Floor, 9, Koregaon Park Road, Pune-411001 | Suzlon | S. No.52, Village Aral, Tal Patan & Dist:- Satara | 1 | 1000 | 2002-03-30 | 1
84 | Bajaj Auto Ltd. - I Pune-Mumbai Road, Akurdi, Pune - 411 035 | Suzlon | Gut.No. 215,216 D1,162A,B,214,217,218 of Shahajapur of village Kasbehanga, Tal. Parner, Dist.Ahmednagar | 1 | 1000 | 2001-07-04 | 1
|  |  |  | 1 | 1000 | 2001-08-18 | 1
|  |  |  | 2 | 1000 | 2001-08-31 | 2
|  |  |  | 1 | 1000 | 2001-09-15 | 1
|  |  |  | 1 | 1000 | 2001-09-28 | 1
|  |  |  | 1 | 1000 | 2001-10-31 | 1
|  |  |  | 1 | 1000 | 2001-11-28 | 1
|  |  |  | 1 | 1000 | 2001-11-30 | 1
|  |  |  | 1 | 1000 | 2001-12-25 | 1
85 | Varroc Engineering - I E-4 MIDC Industrial Area, P.O.B.958, Waluj Aurangabad-431136 | Suzlon | S.No.13/1 of village Shahjapur & S.No.340/1 of village Pimpalgaon (Kavdyadongar), Tal. Parner, Dist. Ahmednagar | 1 | 1000 | 2001-07-30 | 1
86 | Tata Finance Ltd. - II Bezzola Complex, V.N. Purav Marg, Chembur, Mumbai - 400071 | Suzlon | S. No.230, Village Kavdya Dongar, Tal Parner & Dist:- Ahmednagar | 1 | 1000 | 2001-08-14 | 1
87 | Bajaj Auto Ltd. - II Pune-Mumbai Road, Akurdi, Pune - 411 035 | Suzlon | Gut.No. 215, 217, 218, 216D/1, 279, 216/B, 216A/1 of Shahajapur and Kasbehanga, Tal. Parner, Dist.Ahmednagar | 1 | 1000 | 2001-09-15 | 1
|  |  |  | 3 | 1000 | 2001-10-22 | 3
|  |  |  | 2 | 1000 | 2001-10-31 | 2
|  |  |  | 4 | 1000 | 2001-11-28 | 4
88 | Varroc Engineering - II E-4 MIDC Industrial Area, P.O.B.958, Waluj, Aurangabad-431136 | Suzlon | Gut.No.13/1 of Shahajapur & 340/1 of village Pimpalgaon, Tal. Parner, Dist.Ahmednagar | 1 | 1000 | 2001-09-28 | 1
89 | Sun N Sand Hotels Ltd.-I 39, Juhu Beach, Mumbai | Suzlon | Gut No. 216 B/P, 216 K/P of Vill. Shahjapur, Tal. Parner, Dist, Ahmednagar | 2 | 1000 | 2001-09-28 | 2
90 | Sun N Sand Hotels Ltd.-II 39, Juhu Beach, Mumbai | Suzlon | Gut No.341/p of village Pimpalgaon, Tal. Parner, Dist. Ahmednagar | 1 | 1000 | 2001-12-31 | 1
91 | Anurang Engineering B-12, MIDC, P.B. No.960, Waluj, Aurangabad | Suzlon | S. No.341 Village Kavdya Dongar, Tal Parner & Dist:- Ahmednagar | 1 | 1000 | 2001-12-31 | 1
92 | Tata Power Co. Ltd. - I Bombay House, 24, Homi Modi street, Mumbai | Suzlon | S. No.486, Village Jamgaon, Tal Parner & Dist:- Ahmednagar | 8 | 1000 | 2001-12-31 | 8
93 | Tata Power Co. Ltd. - II Bombay House, 24, Homi Modi street, Mumbai | Suzlon | S. No.486, Village Jamgaon, Tal Parner & Dist:- Ahmednagar | 3 | 1000 | 2001-12-31 | 3
|  |  |  | 6 | 1000 | 2002-02-26 | 6
94 | Endurance System (P.) Ltd. E-92, MIDC, Waluj, Aurangabad | Suzlon | S. No.341 Village Kavdya Dongar, Tal Parner & Dist:- Ahmednagar | 1 | 1000 | 2002-03-06 | 1
95 | Varroc Engineering - III E-4 MIDC Industrial Area, P.O.B.958, Waluj Aurangabad-431137 | Suzlon | S. No.340, Village Pimpalgaon, Tal Parner & Dist:- Ahmednagar | 1 | 1000 | 2002-03-15 | 1
96 | Jivraj Tea Ltd. 5/258-59, "Jivraj Chambers", Ruwala Tekra, Bhagal, Surat | Suzlon | S. No.160 Village Kavdya Dongar, Tal Parner & Dist:- Ahmednagar | 1 | 1000 | 2002-03-29 | 1
97 | Jivraj Tea & Industries Ltd. 5/258-59, "Jivraj Chambers", Ruwala Tekra, Bhagal, Surat | Suzlon | S. No.153 Village Kavdya Dongar, Tal Parner & Dist:- Ahmednagar | 1 | 1000 | 2002-03-29 | 1
98 | Z. F. Steering Gear (India) Ltd. Eden Hall, 6th floor, Near Deepbunglow Chowk, Shivajinagar, Pune - 411 016 | Suzlon | Gut No.155/2/P of village Pimpalgaon (Kavdyadongar), Tal. Parner, Dist. Ahmednagar | 1 | 1000 | 2002-03-29 | 1
99 | Varroc Engineering - IV E-4 MIDC Industrial Area, P.O.B.958, Waluj Aurangabad-431138 | Suzlon | S. No.486/1/P, Village Jamgaon, Tal Parner & Dist:- Ahmednagar | 1 | 1000 | 2002-03-30 | 1
100 | Aurangabad Electricals Pvt. Ltd. Plot No.12, Ph-II, Sector A, Shree Laxmi Co-Op. Estate, Hatkangale | Suzlon | Survey No. 341/1/p of Pimpalgaon (Kawdyadongar), Tal. Parner, Dist. Ahmednagar | 2 | 1000 | 2002-03-30 | 2
101 | Shalimar Visuals Pvt. Ltd. 39, Juhu Beach, Mumbai | Suzlon | S. No.342 Village Kavdya Dongar, Tal Parner & Dist:- Ahmednagar | 1 | 1000 | 2002-03-30 | 1
102 | Navlkha Transline 50-A, Hadapsar Industrial Estate, Pune-411 013 | Suzlon | Gat No. 342 of Vill. Pimpalgaon, Tal. Parner Dist. Ahmednagar | 1 | 1000 | 2002-03-30 | 1
103 | Shree Ramdeobaba Steels Pvt. Ltd. Corporation building, Old Motor stand, Itwari, Nagpur | Suzlon | S. No.157 Village Kavdya Dongar, Tal Parner & Dist:- Ahmednagar | 1 | 1000 | 2002-03-30 | 1
104 | New Sahyadri - I 39-D, Gultekadi, Jawaharlal Nehru Road, Pune | Enercon | S.No.241 of village Chalkewadi, Tal. & Dist. Satara | 2 | 600 | 2001-04-02 | 1.2
105 | Parle Products Pvt. Ltd. Mumbai (Phase -II) I Nirlon House, 5th Floor, 254-B,Dr. A. Besant Road, Mumbai - 400 025 | Enercon | S.No.35, 36, 207, 208, 324 of village Gudepanchgani, Tal. Shirala, Dist. Sangli | 6 | 600 | 2001-04-28 | 3.6
106 | Kirloskar Copeland Ltd. Karad Dhebewadi Road, Karad Dist Satara | Enercon | S. No. 514 & 516 of Vill. Matrewadi, Tal. Patan, Dist. Satara | 2 | 230 | 2001-09-22 | 0.46
107 | Mayura Steel Pvt. Ltd.- (Kolhapur) Plot No.E-3, MIDC Inustrial Estate, Shiroli, Kolhapur | Enercon | S.No.504 & 514 of village Matrewadi, Tal. Patan, Dist. Satara | 1 | 230 | 2001-09-25 | 0.23
108 | Pidilite Industries Ltd. - I Plot No. 229, 232, 241 & 242, Jawahar Co-op. Indl. Estate, Kamothe, Panvel Raigad | Enercon | S. No. 134 & 136 of Vill. Dhakvedai (Matrewadi) Tal. Patan, Dist. Satara | 2 | 230 | 2001-09-25 | 0.46
109 | Pidilite Industries Ltd. - II Plot No. 229, 232, 241 & 242, Jawahar Co-op. Indl. Estate, Kamothe, Panvel Raigad | Enercon | S. No. 73 of Vill Niwi (Matrewadi) Tal. Patan Dist. Satara | 2 | 230 | 2001-09-25 | 0.46
110 | Pidilite Industries Ltd. - III Plot No. 229, 232, 241 & 242, Jawahar Co-op. Indl. Estate, Kamothe, Panvel Raigad | Enercon | S. No. 521 of Vill. Matrewadi, Tal. Patan, Dist. Satara | 3 | 230 | 2001-09-27 | 0.69
111 | Bharat Forge Utilities Ltd. Pune Cantonment Board, Mundhawa Pune | Enercon | Gut No.164 & 1508 village Maloshi Tal Patan Dist. Satara | 11 | 600 | 2001-09-29 | 6.6
112 | Pidilite Industries Ltd. - IV Plot No. 229, 232, 241 & 242, Jawahar Co-op. Indl. Estate, Kamothe, Panvel Raigad | Enercon | S. No. 516, 517,519,520 of Vill Matrewadi, Tal Patan Dist Satara | 4 | 230 | 2001-09-30 | 0.92
113 | Pidilite Industries Ltd. - IV Plot No. 229, 232, 241 & 242, Jawahar Co-op. Indl. Estate, Kamothe, Panvel Raigad | Enercon | S. No. 516, 517,519,520 of Vill Matrewadi, Tal Patan Dist Satara | 3 | 230 | 2001-10-23 | 0.69
114 | Shreem Capacitors P. B. No. 43, Industrial Estate Plot No. 43/46, Jaysingpur Dist Kolhapur | Enercon | Gut No.134 & 144 village Matrewadi Tal.Patan Dist. Satara | 2 | 230 | 2001-11-09 | 0.46
115 | Jsons Foundary G-13, MIDC Kupwad Block, Sangli | Enercon | S. No. 54/1 to 54/3 of Vill. Maskarwadi and S. No. 141-145 of Vill. Dhakwewadi, (Matrewadi) Tal. Patan, Dist Satara | 4 | 230 | 2001-11-12 | 0.92
116 | Paranjape Metal Shapers Pvt. Ltd. T - 141, Bhosari, Ind. Area, P. O. Box 89, Pune | Enercon | Gut No. 504 of Vill. Matrewadi, Tal. Patan Dist Satara | 1 | 230 | 2001-12-15 | 0.23
117 | Ind Agro Synergy 201, Shri Krishnam Apartment 10, Daga Layout, North Ambazari Road, Nagpur | Enercon | S. No. 44/A/14 To 44/1/16, of Vill. Mandure, Tal. Patan, Dist. Satara | 5 | 230 | 2001-12-28 | 1.15
118 | Sun-N-Sand Hotel Pvt. Ltd., 39, Juhu Beach, Mumbai | Enercon | Sr. No. 207, 218-222 & 229, Varekarwadi, Tal. Patan, Dist. Satara | 2 | 600 | 2001-12-28 | 1.2
119 | Kirloskar Copeland Ltd. Karad Dhebewadi Road, Karad Dist Satara | Enercon | S. No. 85 of Vill. Supugadewadi 217, 219, 220 of Vill. Varekarwadi Tal. Patan Dist Satara | 1 | 600 | 2001-12-28 | 0.6
120 | Paranjape Auto Cast Ltd. T - 141, Bhosari, Ind. Area, P. O. Box 89, Pune | Enercon | Gut No. 504 of Vill. Matrewadi, Tal. Patan Dist Satara | 1 | 230 | 2001-12-28 | 0.23
121 | G. I. Wind Farm Ltd. 52-B, 2nd floor, Okhla Ind. Estate, Ph-III, New Delhi | Enercon | Gut No.272 to 277 village Kadamwadi (Dhalgaon), Tal. Dist. Sangli | 14 | 600 | 2001-12-29 | 8.4
122 | Royal Energy 1st Floor, Tawawala Building, 101, Abdul Rehman Street, Mumbai | Enercon | S. No. 669 & 670 of Vill. Dhoroshi (Vankusawade) Tal. Patan Dist. Satara | 1 | 230 | 2001-12-29 | 0.23
123 | Supreme Power 1st Floor, Tawawala Building, 101, Abdul Rehman Street, Mumbai | Enercon | S. No. 669 & 670 of Vill. Dhoroshi (Vankusawade) Tal. Patan Dist. Satara | 1 | 230 | 2001-12-29 | 0.23
124 | Dhumal Industries E-36, 'D' Road, MIDC, Satpur, Nasik | Enercon | Sr. No. 664, Dhoroshi, Tal. Patan, Dist, Satara | 1 | 230 | 2001-12-29 | 0.23
125 | Swaraj Pipes 40, Raviwar Peth, Phaltan, Tal. Phaltan, Dist. Satara | Enercon | Gut No.669 Waghalwadi (Dhoroshi), Tal.Patan, Dist. Satara | 1 | 230 | 2001-12-29 | 0.23
126 | Star Flexi-Pack Industries, Ph-I Kondigra, Gut No.379/2, Post-Chipri, Via Jaysingpur, Dist. Kolhapur | Enercon | Gut No.44/1/18 & 44/1/19, of village Mandure, Tal. Patan, Dist. Satara | 1 | 230 | 2001-12-29 | 0.23
127 | Star Flexi-Pack Industries, -Ph-II Kondigra, Gut No.379/2, Post-Chipri, Via Jaysingpur, Dist. Kolhapur | Enercon | Gut No.44/1/18 & 44/1/19, of village Mandure, Tal. Patan, Dist. Satara | 1 | 230 | 2001-12-29 | 0.23
128 | Suyash Auto Decision Tower, Block No. 215/216, 2nd Floor, Pune-Satara Road, Pune | Enercon | S. No. 44/1/20 of Vill. Mandure Tal. Patan Dist Satara | 1 | 230 | 2001-12-30 | 0.23
129 | Chordia food 55, Hadapsar Industrial Estate, Off. Solapur Road, Pune | Enercon | S. No. 2387-2392 of Vill. Jannewadi Tal. Patan Dist. Satara | 1 | 230 | 2001-12-30 | 0.23
130 | Kolhapur Oxygen 2095, 'E' Ward, Near Tembalai Hill, Vikram Nagar, Kolhapur | Enercon | 2385, 2386 of Vill. Jannewadi, Tal Patan Dist Satara | 1 | 230 | 2001-12-30 | 0.23
131 | Mahesh Textile Plot No.37 to 39, Phase-I, Sector-B, Laxmi co-op. Industrial Estate Ltd, Hatkangale | Enercon | Survey No. 664/p, Bhairewadi Tal. Patan, Dist. Satara | 1 | 230 | 2001-12-30 | 0.23
132 | Deegee Orchand Central Bldg.No.3, 4th floor, Bomanji Master Lane, Kalbadevi, Mumbai | Enercon | Gut No.665 & 668 of village Vankusawade, Tal. Patan, Dist. Satara | 1 | 230 | 2001-12-31 | 0.23
133 | Uni Deritend Ltd. Liberty Building ,Sir Vithaldas Thakarcy Marg, New Marin Lines Mumbai -400020 | Enercon | S. No. 223,228,230,505 of Vill. Varekarwadi Tal- Patan Dist- Satara | 4 | 600 | 2001-12-31 | 2.4
134 | New Sahyadri Industries Ltd.- II 39-D, Gultekadi, Jawaharlal Nehru Road, Pune | Enercon | S. No. 241, of Vill. Chalkewadi Tal. & Dist. Satara | 2 | 600 | 2001-12-31 | 1.2
135 | Bharat Forge Utilities Ltd. Pune Cantonment Board, Mundhawa Pune | Enercon | S.No.394 of village Kadve Khurd, (Thoseghar) Tal. Patan, Dist. Satara | 7 | 600 | 2001-12-31 | 4.2
136 | New Sahyadri Industries Ltd.- II 39-D, Gultekadi, Jawaharlal Nehru Road, Pune | Enercon | S. No. 241, of Vill. Chalkewadi Tal. & Dist. Satara | 2 | 600 | 2002-02-27 | 1.2
137 | Narendra Solvex Pvt. Ltd. P.B.No.9, Rallies Rd, Amravati | Enercon | s.No.2384 of village Jannewadi, (Vankusawade) Tal.Patan, Dist. Satara | 1 | 230 | 2002-03-13 | 0.23
138 | Deesan Agro Tech Ltd. A-1/2, MIDC, Dhulia | Enercon | S. No. 2384 of Vill. Jannewadi (Vankusawade) Tal. Patan, Dist. Satara. | 2 | 230 | 2002-03-13 | 0.46
139 | Narendra Vegetable Products P. Ltd. Central Bldg.No.3, 4th floor, Bomanji Master Lane, Kalbadevi, Mumbai | Enercon | Gut No.664 & 665 of village Jannewadi, Tal.Patan, Dist. Satara | 1 | 230 | 2002-03-16 | 0.23
140 | Nav Maharashtra Chakan Oil Mills Ltd. Navmaharashtra House, 5th Floor, Opp. Shaniwar Wada, Pune | Enercon | S.No.44/1/17B, 19 of village Mandure (Vankusawade) Tal. Patan, Dist. Satara | 1 | 230 | 2002-03-16 | 0.23
141 | G. I. Wind Farm Ltd. 52-B, 2nd floor, Okhla Ind. Estate, Ph-III, New Delhi | Enercon | Gut No.133/1, 44/1 village Nivkane & MandureTal.Patan Dist. Satara | 16 | 600 | 2002-03-19 | 9.6
|  |  |  | 5 | 600 | 2002-03-31 | 3
142 | Pranav Intemational Navmaharashtra House, 5th Floor, Opp. Shaniwar Wada, Pune | Enercon | S.No.44/1/16,17A, 17B of village Mandure (Vankusawade) Tal. Patan, Dist. Satara | 1 | 230 | 2002-03-21 | 0.23
143 | Pranav Agro Industries Ltd. Navmaharashtra House, 5th Floor, Opp. Shaniwar Wada, Pune | Enercon | Gut No.44/1/17B village Mandure Tal Patan & Dist. Satara | 1 | 230 | 2002-03-21 | 0.23
144 | Krishna Valley Agro Ind. Ltd. Navmaharashtra House, 5th Floor, Opp. Shaniwar Wada, Pune | Enercon | 44/1/15, 16 of village Mandure, Tal. Patan, Dist. Satara | 1 | 230 | 2002-03-21 | 0.23
145 | Liberty Oil Mills Ltd. Amarchand Mansion, D Wing, 16, Madame Cama Rd, Colaba, Mumbai | Enercon | Gut No.85 & 86 of village Supugadewadi (Varekarwadi), Tal. Patan, Dist. Satara | 5 | 600 | 2002-03-28 | 3
146 | Siddarth PVC Pipes (P) Ltd. 3384, Roopchaya, Raviwar Peth, Phaltan Dist. Satara | Enercon | Gut No.670 of village Dhoroshi (Vankusawade), Tal. Patan, Dist. Satara | 1 | 230 | 2002-03-28 | 0.23
147 | Birla Yamaha Ltd. 1st Floor, Dalamal House, Nariman Point, Mumbai | Enercon | S. No. 428 of Vill. Matekarwadi, & S. No. 131 of Vill Varekarwadi Tal. Patan, Dist. Satara | 1 | 600 | 2002-03-30 | 0.6
148 | Scimitar Investment & Trading Co. Pvt. Ltd. Industry House, 159 Church Gate Reclamation, Mumbai | Enercon | S. No. 428 of Vill. Matekarwadi, (Varekarwadi) Tal. Patan, Dist. Satara | 1 | 600 | 2002-03-30 | 0.6
149 | Deesan Agro Tech Ltd. A-1/2, MIDC, Dhulia | Enercon | Gut No.182 & 149 village Chavanwadi & Varekarwadi, Tal. Patan, Dist. Satara | 1 | 600 | 2002-03-30 | 0.6
150 | Prima Papers Chaitnya ,774, Budhwar Peth , Pune | Vestas RRB India Ltd. | S.No. 290, Vill. Parmale Tal- & Dist- Satara | 1 | 225 | 2001-09-27 | 0.225
151 | Navlakha Translines 50-A, Hadapsar Industrial Estate, Pune-411 013 | Vestas RRB India Ltd. | S.No. 44,45/3, Aral, (Vansukhwade), Tal. Patan, Satara | 1 | 500 | 2001-09-28 | 0.5
152 | Usha Electronics Usha House 210, Okhla Industrial Estate Ph-III, New Delhi | Vestas RRB India Ltd. | Gat No. 42/1, 43/2,3,4 of Vill Aral Vankusawade Tal Patan Dist Satara | 2 | 500 | 2001-09-28 | 1
153 | Snowcem India Ltd. III Killick Estate, Baji Pasalkar Marg, Chandivali, Mumbai - 400 072 | Vestas RRB India Ltd. | S. No. 249, of Vill Chalkewadi Tal. & Dist Satara | 1 | 500 | 2001-09-28 | 0.5
154 | Usha Compu-Tel (P) Ltd., B-1/A-29, Mohan Co.op. Industrial Estate, New Delhi - 110 044 | Vestas RRB India Ltd. | Sr. No. 42/9, Aral, (Vankusvade), Tal. Patan, Dist. Satara | 1 | 500 | 2001-09-29 | 0.5
155 | Kothari Industries 1315, Station Rd, Modnimb -413 301 | Vestas RRB India Ltd. | S. No. 290 of Vill. Parmale (Thoseghar) Tal. & Dist. Satara | 1 | 225 | 2001-09-29 | 0.225
156 | Superfine Photo Pratibha 1267, Dalmandai, Ahmednagar - 414 001 | Vestas RRB India Ltd. | S. No. 290 of Vill. Parmale (Thoseghar) Tal & Dist Satara | 1 | 225 | 2001-09-29 | 0.225
157 | Prima Papers & Engg. Pvt. Ltd. Chaitnya ,774, Budhwar Peth , Pune | Vestas RRB India Ltd. | Sr. No. 290, Paramale, (Thoseghar ), Tal. &, Dist. Satara | 1 | 225 | 2001-12-28 | 0.225
158 | MSPL Ltd. Co-operative Colony Hospet | Vestas RRB India Ltd. | Gat No. 43/2,3,4 of vill. Aral Tal. Patan Dist. Satara | 2 | 500 | 2001-12-29 | 1
159 | Prashant Caterers Prem Court, J.Tata Rd, Churchgate, Mumbai - 400 020 | Vestas RRB India Ltd. | Gut No.290 of village Parmale Tal. & Dist. Satara | 1 | 225 | 2001-12-31 | 0.225
160 | Kothari Polyextrusion 1315, Station Rd, Modnimb -413 301 | Vestas RRB India Ltd. | S. No. 290 of Vill. Parmale (Thoseghar) Tal. & Dist. Satara | 1 | 225 | 2001-12-31 | 0.225
161 | Bothara Foundry & Engg. Pvt. Ltd. B-16, MIDC, Ahemadnagar | Vestas RRB India Ltd. | S. No. 149 of Vill. Maloshi (Thoseghar) Tal.& Dist. Satara | 1 | 225 | 2001-12-31 | 0.225
162 | Supreme Enterprise (Status Restaurant) 208, Regent Chambers, Nariman Point, Mumbai - 400 021 | Vestas RRB India Ltd. | Sr. No. 315 , Maloshi (Thoseghar), Tal &, Dist. Satara | 1 | 225 | 2001-12-31 | 0.225
163 | Natesan Synchrocones Pvt. Ltd. 6, First Cross Road, Kasturba Nagar, Adyar, Chennai- 600 020 | Vestas RRB India Ltd. | S. No. 42/2, 43/1, 4 of Vill. Aral (Vankusawade) Tal. Patan Dist. Satara | 1 | 225 | 2001-12-31 | 0.225
164 | Plaza Hotels Pvt. Ltd. 70-C, Nehru Road, Vile Parle (E) Mumbai - 400 099 | Vestas RRB India Ltd. | 1 No. A-5, S. No. 44 A /B of Vill. Aral (Vankusawade) Tal. Patan, Dist Satara | 1 | 500 | 2001-12-31 | 0.5
165 | Ramgad Minerals & Mining Pvt. Ltd. Nehru Co-Op. Colony, Hospet - 583 203 | Vestas RRB India Ltd. | Gut No. 43/3, 5 of Vill. Aral (Vankusawade) Tal. Patan, Dist Satara | 1 | 500 | 2001-12-31 | 0.5
166 | V. H. Aparadh Hotels Pvt. Ltd. Rukmininagar, Old Poona-Bangalore Rd, Kolhapur - 416 005 | Vestas RRB India Ltd. | S.No. 42/1,42/4,42/7 & 42/8 of Vill. Aral (Vankusawade) Tal. Patan Dist. Satara | 1 | 500 | 2001-12-31 | 0.5
167 | Morde Food Products Ltd. 55/1, Victoria Bldg., Dr. B. Ambedkar Road, Byculla, Mumbai - 400027 | Vestas RRB India Ltd. | S.No. 42/8,9,43/1,2 & 50/10,11, Aral, (Vansukhwade), Tal. Patan, Satara | 1 | 500 | 2002-03-29 | 0.5
168 | Damanik Enterprises 328/12, 15th Cross Road, 2nd Block, Jayanagar, Bangalore - 560011 | Vestas RRB India Ltd. | S. No. 262, 263 of Vill. Chalkewadi, Tal. & Dist. Satara | 1 | 225 | 2002-03-30 | 0.225
169 | Kadamb Engg. Pvt. Ltd. D-1, Block Plot No. 21/18, MIDC, Chinchwad, Pune | Vestas RRB India Ltd. | Gut No. 249-255 & 257, 261-264 of Vill. Chalkewadi, Tal. & Dist. Satara | 1 | 225 | 2002-03-30 | 0.225
170 | M-Tech Innovations Pvt .Ltd. (Formerly Mahavir Decoratives Pvt. Ltd) Mahavir Chambers, Survey No.23, 12-Prremanand Society, Near Little Rock School, Balajinagar, Pune - 411 043 | Vestas RRB India Ltd. | S. No. 253 of Village Chalkewadi Tal. & Dist. Satara | 1 | 225 | 2002-03-31 | 0.225
171 | Balaji Amines Ltd Balaji Bhavan, 165-A, Railway Lines, Solapur - 413 001 | Vestas RRB India Ltd. | S. No. 252 of Vill. Chalkewadi, Tal. & Dist. Satara | 1 | 500 | 2002-03-31 | 0.5
172 | Dhar Automotives Pvt. Ltd - I 42, Manish Puri, Chandralok Ext. Indore - 452 018 | Vestas RRB India Ltd. | S. No. 249, 250 of Vill Chalkewadi Tal. & Dist Satara | 2 | 500 | 2002-03-31 | 1
173 | Dhar Automotives Pvt. Ltd - II 42, Manish Puri, Chandralok Ext. Indore - 452 018 | Vestas RRB India Ltd. | S. No. 249, 250, 251 of Vill Chalkewadi Tal. & Dist Satara | 2 | 500 | 2002-03-31 | 1
174 | S. K. Oil Industries Old Dhulia Rd, Shivajinagar Jalgaon | Vestas RRB India Ltd. | Gat No. 249-264 of Vill. Chalkewadi Tal. & Dist. Satara | 1 | 225 | 2002-03-31 | 0.225
175 | Snocem India ltd.- III Killick Estate, Baji Pasalkar Marg, Chandivali,Mumbai - 400072 | Vestas RRB India Ltd. | Sr. No. 249-257, Chalkewadi Tal & Dist. Satara | 1 | 500 | 2002-03-31 | 0.5
176 | Snocem India ltd.- IV Killick Estate, Baji Pasalkar Marg, Chandivali,Mumbai - 400072 | Vestas RRB India Ltd. | S. No. 249, Chalkewadi Tal. & Dist Satara | 2 | 500 | 2002-03-31 | 1
177 | Sagareshwar Sahakari Soot Girni Ltd. Tal. Kadegaon, Dis. Sangli 415304 | India Wind Power Ltd. | Gut No.526, village Keral, (Vankusawade) Tal. Patan, Dist. Satara | 4 | 250 | 2002-03-26 | 1
178 | Kulkarni Power Tools Ltd. Shirol, Dist. Kolhapur | India Wind Power Ltd. | Gut No.526, village Keral, Tal. Patan, Dist. Satara | 1 | 750 | 2002-03-31 | 0.75
179 | Weizmann ltd-II Empire House, 214, Dr. D. N. Road, Fort Mumbai | NEG Micon | S. No. 315 of Vill. Gojegaon Tal. Patan Dist. Satara | 1 | 750 | 2001-05-09 | 0.75
180 | Savita Chemicals Ltd., 66/67 Nariman Bhavan, Nariman Point Mumbai | NEG Micon | S. No. 315 of Vill. Gojegaon Tal. Patan Dist. Satara | 1 | 750 | 2001-05-09 | 0.75
181 | Karama Energy Ltd.- I Empire House, 214, D.N.Rd., Ent. A.K.Nayak Marg, Fort, Mumbai | NEG Micon | S.No.295 village Divshi Tal. Patan, Dist. Satara | 6 | 750 | 2001-09-29 | 4.5
182 | Karama Energy Ltd.- II Empire House, 214, D.N.Rd., Ent. A.K.Nayak Marg, Fort, Mumbai | NEG Micon | S.No.315 village Gojegaon Tal. Patan, Dist. Satara | 6 | 750 | 2001-12-26 | 4.5
183 | Jaychand Agro (I) Pvt. Ltd. Mhatre Pen Building, B Wing, Senapati Bapat Marg, Dadar (W), Mumbai | WINDIA | Gat No. 178/A - 1/P Bramhanvel, Tal. Sakri Dist Dhule | 1 | 600 | 2002-03-30 | 0.6
184 | Unique Sugar Pvt. Ltd. Rawal Industrial Estate, Dada Nagar, Dhondaicha, Dist. - Dhule | WINDIA | Gut No.178/A-1/P, Brahmanwel, Tal Sakri, Dist Dhule | 1 | 600 | 2002-03-30 | 0.6
185 | Universal Starch - Chem Allied Ltd. Rawal Industrial Estate, Dada Nagar, Dhondaicha, Dist. - Dhule | WINDIA | Gut No.178/A-1/P, Brahmanwel, Tal Sakri, Dist Dhule | 1 | 600 | 2002-03-30 | 0.6
186 | Krishna Wind Farm Developers Pvt. Ltd. 206, Blue Moon Chambers, Nagindas Master Road, Fort, Mumbai | WINDIA | Gut No.178/A-1/P, Brahmanwel, Tal Sakri, Dist Dhule | 1 | 600 | 31/03/2002 (Connected to Grid on 14/04/2002) | 0.6
187 | Rajendra Mechanical Industries Ltd. Plot No. N-211/1, MIDC, Tarapur, Bhoisar, Dist. Thane | WINDIA | Gut No.178/A-1/P, Brahmanwel, Tal Sakri, Dist Dhule | 1 | 600 | 2002-03-30 | 0.6
188 | Jaishree Wind Farm Developers Pvt. Ltd. 206, Blue Moon Chambers, Nagindas Master Road, Fort, Mumbai | WINDIA | Gut No.178/A-1/P, Brahmanwel, Tal Sakri, Dist Dhule | 2 | 750 | 31/03/2002 (Connected to Grid on 14/04/2002) | 1.5
189 | Guru Kripa Farm Developers Pvt. Ltd. 206, Blue Moon Chambers, Nagindas Master Road, Fort, Mumbai | WINDIA | Gut No.178/A-1/P, Brahmanwel, Tal Sakri, Dist Dhule | 2 | 750 | 31/03/2002 (Connected to Grid on 14/04/2002) | 1.5
|  | Total Commissioned Capacity |  |  |  | 206.425 | MW

## 2003-04
2003-2004
Sr. No. | Name of Investor | Developer | Capacity MW |  | Gut No. And Village | Commissined Capacity & Date |  | Dist | Site
|  |  | MW | No. of M/c |  | Date | MW
1 | MEDA, Pune | Suzlon Energy Ltd | 2 | 2 x 1000 | 259 & 255 of village Motha, Tal. Chikhaldara, Dist. Amravati | 17/06/03 | 2 | Amaravati | Motha
2 | Dhanlaxmi Fabrics Ltd. Bhopar village, Dombivali (E) - 421 204. | Suzlon Energy Ltd | 2.5 | 2 x 1250 | Gut No. 474/1 & 481/2 of village Khori, Tal. Sakri, Dist. Dhule | 31/03/04 | 1.25 | Dhule | Bramanwel
3 | Arvind Cotsyn (I) Ltd, Plot No. 1-12 Phase-II Shri Laxmi Co. Op. Industrial Estate, Hatkanangale, Dist - Kolhapur | Suzlon Energy Ltd | 2.5 | 2 x 1250 | Gut No. 461/1,2 & 476/3,4 of village Khori Tal. Sakri Dist. Dhule | 31/03/04 | 2.5 | Dhule | Bramanwel
4 | Runwal Developers Pvt. Ltd., Runwal Chambers, 1st Raod, Chembur, Mumbai - 400 071. | Suzlon Energy Ltd | 1.25 | 1 x 1250 | Gut No. 457/P & 458/P of village Khori, Tal. Sakri, Dist. Dhule | 31/03/04 | 1.25 | Dhule | Bramanwel
5 | Vanaz Engineers Lit, 85/1, Paud Road, Pune - 411 038. | Suzlon Energy Ltd | 1.25 | 1 x 1250 | Gut No. 451/1 of village Khori, Tal. - Sakri, Dist. - Dhule | 31/03/04 | 1.25 | Dhule | Bramanwel
|  |  | 9.5 |  |  |  | 8.25

## 2004-05
2004-2005
Sr. No. | Name of Investor | Developer | Capacity MW |  | Gut No. & Village | Commissined Capacity & Date |  | District | Site
|  |  | MW | No. of M/c |  | Date | MW
1 | MEDA, Pune Chalkewadi Wind Power Project | Suzlon Energy Ltd. | 3.75 | 3 x 1250 | 249 Chalkewadi, Dist. Satara | 20/09/04 | 3.75 | Satara | Chalkewadi
2 | M/s REI Agro Ltd., 58, A/1, Sainik Farm, New Delhi - 110 062. | Suzlon Energy Ltd. | 8.75 | 7 x 1250 | Gut No. 412,of village Khori, 245, 265, 294, 302, 305, 310 of village Titane Tal. Sakri, Dist. Dhule | 25/03/05 | 7.5 | Dhule | Bramanwel
[6 empty] | 31/03/05 | 1.25
3 | Octal Suppliers Pvt. Ltd., 9, Old China Bazar Street, R. No. - 42, 3rd floor, Kolkata - 700 001. | Suzlon Energy Ltd. | 1.25 | 1 x 1250 | 464 of village Khori, Tal. Sakri, Dist. Dhule | 25/03/05 | 1.25 | Dhule | Bramanwel
4 | Goldmohur Foods And Feeds Limited, 10/1, Palace Road, Laxminarayana Complex, Banglore - 560 052. | Suzlon Energy Ltd. | 1.25 | 1 x 1250 | 492 of village Khori (Brahmanwel), Tal. Sakri, Dist. Dhule | 25/03/05 | 1.25 | Dhule | Bramanwel
5 | Neonet Merchandise Pvt. Ltd., 1A, Grant Lane, 2nd floor, Kolkata - 700 012 | Suzlon Energy Ltd. | 1.25 | 1 x 1250 | 470 of village Khori Tal. Sakri, Dist. Dhule | 25/03/05 | 1.25 | Dhule | Bramanwel
6 | M/s Supriya Tradelink Pvt. Ltd., 9, Old China Bazar Street, R. No. 42, 3rd floor, Kolkata - 700 001 | Suzlon Energy Ltd. | 2.5 | 2 x 1250 | 440 & 404 of village Khori (Brahmanwel), Tal - Sakri, Dist. Dhule | 25/03/05 | 2.5 | Dhule | Bramanwel
7 | M/s REI Agro Limited, 58 A/1, Sainik Farm, New Delhi - 110 062. | Suzlon Energy Ltd. | 3.75 | 3 x 1250 | 500 of village Khori & 485, 310 of village Titane (Brahmanwel), Tal - Sakri, Dist. Dhule | 25/03/05 | 2.5 | Dhule | Bramanwel
[6 empty] | 31/03/05 | 1.25
8 | Ramsarup Engineering Industries Ltd., 66, Parwati Ghosh Lane, Kolkata - 700 007 | Suzlon Energy Ltd. | 3.75 | 3 x 1250 | 481, 482, 487 of village Khori (Brahmanwel), Tal. - Sakri, Dist. Dhule | 25/03/05 | 3.75 | Dhule | Bramanwel
9 | Essel Mining & Industries Ltd., Industry House, 10 Camac Street, Kolkata - 700 017 | Suzlon Energy Ltd. | 5 | 4 x 1250 | 408, 435, 497, 387of village Khori , Tal - Sakri, Dist. Dhule | 25/03/05 | 1.25 | Dhule | Bramanwel
[6 empty] | 31/3/05 | 3.75
10 | Essel Mining Industries Ltd., Industry House, 10 Camac Street, Kolkata - 700 017 | Suzlon Energy Ltd. | 10 | 8 x 1250 | 90, 91, 100, 114, 97, 126, 123, 118, 117, 288, 286, 497, 435 of village Khori, Tal. Sakri, Dist. Dhule | 25/03/05 | 6.25 | Dhule | Bramanwel
[6 empty] | 31/03/05 | 3.75
11 | Hercules Hoists Ltd, 110, Minerva Industrial Estate, Mulund (West), Mumbai - 400 080 | Suzlon Energy Ltd. | 2.5 | 2 x 1250 | 60 of village Petale 344 of viilage Khori, Tal - Sakri, Dist. Dhule | 25/03/05 | 2.5 | Dhule | Bramanwel
12 | C. J. Shah & Co. 105, Bajaj Bhawan, 10th Floor, Nariman Point, Mumbai - 400 021. | Suzlon Energy Ltd. | 1.25 | 1 x 1250 | 414 of village Khori , Tal. Sakri, Dist. Dhule | 25/03/05 | 1.25 | Dhule | Bramanwel
13 | Runwal Developers Pvt. Ltd., Runwal Chambers, 1st Road, Chembur, Mumbai - 400 071. | Suzlon Energy Ltd. | 1.25 | 1 x 1250 | 443, 394 of village Khori (Brahmanwel), Tal - Sakri, Dist. Dhule | 25/03/05 | 1.25 | Dhule | Bramanwel
14 | Aradhana Investments Ltd., 5, Middleton Street, Kolkata - 700 007. | Suzlon Energy Ltd. | 1.25 | 1 x 1250 | 263 of village Khori (Brahmanwel), Tal. Sakri, Dist. Dhule | 25/03/05 | 1.25 | Dhule | Bramanwel
15 | Godrej Agrovet Ltd., Pirojshanagar, Eastern Express Highway, Vikhroli, Mumbai - 400 079. | Suzlon Energy Ltd. | 1.25 | 1 x 1250 | 500 of village Khori (Brahmanwel), Tal. Sakri, Dist. Dhule | 31/03/05 | 1.25 | Dhule | Bramanwel
|  |  | 48.75 |  |  |  | 48.75

## 2005-06
2005-2006
Sr. No. | Name of Investor | Developer | Capacity MW |  | Gut No. & Village | Commissined Capacity & Date |  | District | Site
|  |  | MW | No. of M/c |  | Date | MW
1 | Quantum Equipment Co. Ltd., 301, Rajshree Plaza, Opp. Shreyas Cinema, L.B.S. Marg, Ghatkopar (W), Mumbai - 86 | Suzlon Energy Ltd. | 0.6 | 1X600 | Gut No. 75/P of village Kundalapur (Dhalgaon), Tal. Kawathe Mahakal, Dist. Sangli | 30/03/06 | 0.6 | Sangli | Dhalgaon
2 | Saroj Casting Pvt. Ltd., C - 26, MIDC Shiroli, Kolhapur 416 122 | Suzlon Energy Ltd. | 1.25 | 1 x 1250 | Gut No. 119/3-5 of village Titane, (Brahmanwl), Tal. Sakri, Dist. Dhule | 30/06/05 | 1.25 | Dhule | Brahanwel
3 | Kiran Exports 109 Prasad Chembers, Opera House, Mumbai-400 004 | Suzlon Energy Ltd. | 2.5 | 2 x 1250 | Gut No. 19/P Jamde, & 74/1 of Khori Tal. Sakri, Dist Dhule | 30/06/05 | 1.25 | Dhule | Brahanwel
[6 empty] | 20/09/05 | 1.25
4 | Sheetal Manufacturing Co. 1001, Prasad Chambers, Opera House, Mumbai - 400 004. | Suzlon Energy Ltd. | 1.25 | 1 x 1250 | Gut No. 218/1/P Titane, Tal. Sakri, Dist. Dhule | 30/06/05 | 1.25 | Dhule | Brahanwel
5 | Jaisal Mechatrpnics (P) Ltd. D/2003, World Trade Centre, 2nd Floor, Ring Road, Surat-2 | Suzlon Energy Ltd. | 1.25 | 1 x 1250 | Gut No. 4/3, 4/4 of village Jamde, Tal. Sakri, Dist. Dhule | 30/06/05 | 1.25 | Dhule | Brahanwel
6 | Geetha Pundaleeka 4,6th Cross, N. R. Colony, Bangalore - 560019 | Suzlon Energy Ltd. | 1.25 | 1 x 1250 | Gut No. 177/1 of village Titane, Tal. Sakri, Dist. Dhule | 30/06/05 | 1.25 | Dhule | Brahanwel
7 | Shree Balkrishna Export 411-The Jewel, Tata Road-1, Opera House, Mumbai-400079 | Suzlon Energy Ltd. | 1.25 | 1 x 1250 | Gut No. 177/1, 3 of village Titane, Tal. Sakri, Dist. Dhule | 30/06/05 | 1.25 | Dhule | Brahanwel
8 | Shraddha Constructions & Power Generation Pvt. Ltd. Sonali Apartments, Flat No. 5, S. No. 128/2, Rajhans Chowk, Near Oyester Hotel, Mayur Colony, Kothrud, Pune-411 029 | Suzlon Energy Ltd. | 3.75 | 3 x 1250 | Gut No. 77/1, 104/3, 106/1 of village Titane, tal. Sakri, Dist. Dhule | 30/06/05 | 2.5 | Dhule | Brahanwel
[6 empty] | 2005-01-09 | 1.25
9 | J. B. & Brothers 2nd Floor, Amber Palace, Timaliawad, Surat-1 | Suzlon Energy Ltd. | 2.5 | 2 x 1250 | Gut No. 157 of village Titane, & Gut No. 16/25 of village Isharde, Tal. Sakri, Dist. Dhule | 30/06/05 | 1.25 | Dhule | Brahanwel
[6 empty] | 20/09/05 | 1.25
10 | Jindal Dyechem Industies Pvt. Ltd. 110, Babar Road, Opp. World Trade Centre, New Delhi - 110 001 | Suzlon Energy Ltd. | 2.5 | 2 x 1250 | Gut No. 28/3, 30/1 A of village Panhalipada, Tal. Sakri, Dist. Dhule | 30/06/05 | 1.25 | Dhule | Brahanwel
[6 empty] | 29/09/05 | 1.25
11 | Hira Exports 101, 102, The Jewel, Mama Parmanand Marg, Opera House, Mumbai - 400 004. | Suzlon Energy Ltd. | 2.5 | 2 x 1250 | Gut No. 11/2 of village Panhalipada, 216/6-7 of village Titane, Tal. Sakri, Dist. Dhule | 30/06/05 | 1.25 | Dhule | Brahanwel
[6 empty] | 30/07/05 | 1.25
12 | Saurashtra Fules (P) Ltd C-93, Mittal Tower, Nariman Point, Mumbai - 400 021. | Suzlon Energy Ltd. | 3.75 | 3 x 1250 | Gut No. 56, 47/1, 47/2, 51/1, 34/2 A of village Petale, Tal. Sakri, Dist. Dhule | 30/06/05 | 1.25 | Dhule | Brahanwel
[6 empty] | 13/08/05 | 1.25
[6 empty] | 2005-01-09 | 1.25
13 | Saurashtra Fules (P) Ltd C-93, Mittal Tower, Nariman Point, Mumbai - 400 021.(Transfer of Ownership to Dhansal Engineering Co. Pvt. Ltd., Dhanbad-1.25MW) | Suzlon Energy Ltd. | 1.25 | 1 x 1250 | Gut No. 32, 27, 22/2, 22/3, 25/2 of village Petale Tal. Sakri, Dist. Dhule | 13/08/05 | 1.25 | Dhule | Brahanwel
14 | Laxmi Diamond Nagindas Mansion, A Wing, 2nd Floor, Flat No. 3, Opera House, Mumbai | Suzlon Energy Ltd. | 3.75 | 3 x 1250 | Gut No.210/2, 207/1, 209/1/1 of village Titane, Tal. Sakri, Dist. Dhule | 30/06/05 | 2.5 | Dhule | Brahanwel
[6 empty] | 29/09/05 | 1.25
15 | Fariya Hotels Pvt. Ltd. Fariyas Hotel 25 off Arthur Bunder Road, Colaba, Mumbai - 400 005. | Suzlon Energy Ltd. | 1.25 | 1 x 1250 | Gut No.171/2 of village Titane, Tal. Sakri, Dist. Dhule | 2005-07-11 | 1.25 | Dhule | Brahanwel
16 | Ambika Diamonds 111, Shreeji Chambers, Opera House, Mumbai - 400 004. | Suzlon Energy Ltd. | 1.25 | 1 x 1250 | Gut No. 198/1/1 of village Titane, Tal. Sakri, Dist. Dhule | 2005-07-11 | 1.25 | Dhule | Brahanwel
17 | Godrej Industries Ltd. Porojshangar, Eastern Highway, Vikhorli, Mumbai- 400 079 | Suzlon Energy Ltd. | 2.5 | 2 x 1250 | Gut No. 18/3C, 19/P of village Jamde, Tal. Sakri, Dist.Dhule | 30/06/05 | 1.25 | Dhule | Brahanwel
[6 empty] | 2005-07-11 | 1.25
18 | Zaveri & Co. Exports "Swagat", C. G. Road, Ahmedabad - 380 006. | Suzlon Energy Ltd. | 1.25 | 1 x 1250 | Gut No. 15 of village Jamde, Tal. Sakri, Dist. Dhule | 2005-07-11 | 1.25 | Dhule | Brahanwel
19 | Goldmohur Foods & Feeds Ltd. 10/1, Palace Road, Laxminarayana Complex, Bangalore-560 052 | Suzlon Energy Ltd. | 1.25 | 1 x 1250 | Gut No.154/2 of village Titane, Tal. Sakri, Dist. Dhule | 30/07/05 | 1.25 | Dhule | Brahanwel
20 | Godrej Agrowet Ltd. Pirojeshana Eastern Expresss Highway, Vikhroli, Dist Mumbai | Suzlon Energy Ltd. | 1.25 | 1 x 1250 | Gut No. 3/1, of village Panahalipada, Tal, Sakri, Dist. Dhule | 30/07/05 | 1.25 | Dhule | Brahanwel
21 | Gangadhar Narisnghadas Agarwal Anand Bhawan, Old Station Road, Margao-Goa-403601 | Suzlon Energy Ltd. | 2.5 | 2 x 1250 | Gut No. 22/5, 22/7 of village panahalipada, 19 of village Jamde Tal. Sakri, Dist. Dhule | 30/07/05 | 1.25 | Dhule | Brahanwel
[6 empty] | 30/09/05 | 1.25
22 | Godrej Industries Ltd. Porojshangar, Eastern Highway, Vikhorli, Mumbai- 400 079 | Suzlon Energy Ltd. | 3.75 | 3 x 1250 | Gut No. 101, 102 of village Chhadwel & Gut No. 16/46, 37 of village Isharde, Tal. Sakri, Dist. Dhule | 13/08/05 | 3.75 | Dhule | Brahanwel
23 | Munjani Brothers 2403, Panchratna, M.P.Nagar, Opera House, Mumbai - 400 004. | Suzlon Energy Ltd. | 1.25 | 1 x 1250 | Gut No. 19/P of village Jamde, Tal. Sakri, Dist. Dhule | 13/08/05 | 1.25 | Dhule | Brahanwel
24 | Dharmanandan Diamonds G-14, Prasad Chambers, Opera House, Mumbai - 400 004. | Suzlon Energy Ltd. | 1.25 | 1 x 1250 | Gut No. 270/1, 270/2/1 of village Titane, Tal. Sakri, Dist. Dhule | 2005-09-01 | 1.25 | Dhule | Brahanwel
25 | Rindiam Export 106, Shreeji Chambers, Tata Road No. 2, Opera House, Mumbai - 4 | Suzlon Energy Ltd. | 1.25 | 1 x 1250 | Gut No. 142/2 of village Titane, Tal. Sakri, Dist. Dhule | 2005-09-01 | 1.25 | Dhule | Brahanwel
26 | Savita Chemicals Ltd. 66/67, Nariman Bhavan, Nariman point, Mumbai - 400 079 | Suzlon Energy Ltd. | 2.5 | 2 x 1250 | Gut No. 15, 69/4, 69/5 of village Panhalipada, Tal. Sakri, Dist, Dhule | 2005-09-01 | 1.25 | Dhule | Brahanwel
[6 empty] | 29/09/05 | 1.25
27 | S. Jogani & Co. 101, Shreeji Chambers, Tata Road 2, Opera Jouse, Mumbai - 400 004. | Suzlon Energy Ltd. | 1.25 | 1 x 1250 | Gut No. 16/17 of village Ishrade, Tal. Sakri, Dist. Dhule | 20/09/05 | 1.25 | Dhule | Brahanwel
28 | Tularam Nathumall Ltd. Daulat Baug, Mahavir Circle, Ajmer - 305 001. | Suzlon Energy Ltd. | 1.25 | 1 x 1250 | Gut No. 11/1,2 of village Jamde, Tal. Sakri, Dist. Dhule | 20/09/05 | 1.25 | Dhule | Brahanwel
29 | Flora Energy S-55, Greater Kailash-I, 2nd Floor, New Delhi | Suzlon Energy Ltd. | 1.25 | 1 x 1250 | Gut No. 53/4, 53/5 of village Petle, Tal. Sakri, Dist. Dhule | 20/09/05 | 1.25 | Dhule | Brahanwel
30 | L. B. Kunjir Pelican Building, Wing 'B', 107, Raheja Woods, Kalyani Nagar, Pune | Suzlon Energy Ltd. | 1.25 | 1 x 1250 | Gut No. 58 of village Petale, Tal. Sakri, Dist, Dhule | 20/09/05 | 1.25 | Dhule | Brahanwel
31 | Bombay Baroda Roadws (I) Ltd., B-4, Sita Estate, Mahul Road, Aziz Baug, Chambur, Mumbai - 400 074. | Suzlon Energy Ltd. | 1.25 | 1 x 1250 | Gut No. 16/30 of village Isharde, Tal. Sakri, Dist. Dhule | 20/09/05 | 1.25 | Dhule | Brahanwel
32 | Essel Mining & Industires Ltd Indsutry House, 10 Camac Street, Kolkata - 700 017. | Suzlon Energy Ltd. | 10 | 8 x 1250 | Gut No. 211/1/2B, 176/2, 207 of village Chhadvel, 62/5, 17/2, 10/1, 10/2 of petle 36/2 of Isarade and 19/P of Jamade, Tal, Sakri, Dist. Dhule | 20/09/05 | 10 | Dhule | Brahanwel
33 | Maharashtra Gujarat Transport Services 1, B-Wing, Sita Estate, Aziz Baug, Chembur, Mumbai - 400 078. | Suzlon Energy Ltd. | 1.25 | 1 x 1250 | Gut No. 19/P of village Jamde, Tal. Sakri, Dist, Dhule | 29/09/05 | 1.25 | Dhule | Brahanwel
34 | Shivam Filaments (P) Ltd. 408, 21st Century Business Centre, Ring Road, Surat | Suzlon Energy Ltd. | 1.25 | 1 x 1250 | Gut No. 16/8-2, 16/21 of village Isharde, Tal. Sakri, Dist. Dhule | 29/09/05 | 1.25 | Dhule | Brahanwel
35 | Keshav Pharma Chem. Pvt. Ltd., 3021, Adarsh Market-2, Ring Road, Surat. | Suzlon Energy Ltd. | 1.25 | 1 x 1250 | Gut No. 46/3 of village Panhalipada, Tal. Sakri, Dist. Dhule | 29/09/05 | 1.25 | Dhule | Brahanwel
36 | NPR Finance Ltd. 19, R. N. Mukherjee Road, 1st Floor, Main Building, Kolkata- 700 001. | Suzlon Energy Ltd. | 1.25 | 1 x 1250 | Gut No. 74/P of village Kundalapur, Tal. Kawthemahankal, Dist. Sangli | 29/09/05 | 1.25 | Sangli | Dhalgaon
37 | Muchhala N. V. 140, Sitladevi Temple Road, 7, Sitladevi Ind Estate, Mumbai - 400016 | Suzlon Energy Ltd. | 1.25 | 1 x 1250 | Gut No. 25/2 of petale, Tal. Sakri, Dist. Dhule | 29/09/05 | 1.25 | Dhule | Brahanwel
38 | Kajaria Ceramics Ltd. J-1/B-1, (Extn), Mohan Co-Op Indsurial Estate, Mahura Road, New Delhi - 110 044 | Suzlon Energy Ltd. | 2.5 | 2 x 1250 | Gut No. 22/2, 22/3, 27 of Petale Tal.Sakri, Dist. Dhule | 29/09/05 | 1.25 | Dhule | Brahanwel
[6 empty] | 30/09/05 | 1.25
39 | Essel Mining & Industires Ltd Indsutry House, 10 Camac Street, Kolkata - 700 017. | Suzlon Energy Ltd. | 10 | 8 x 1250 | Gut No. 264/2/1, 261/1, 228/1/1-A, 251/2/1, 161, 162/1, 136 of Chhadvel 16/13 of Isarade 75/2A of Khori, Tal. Sakri, Dist. Dhule | 29/09/05 | 8.75 | Dhule | Brahanwel
[6 empty] | 30/09/05 | 1.25
40 | Essel Mining & Industries Industry House, 10 Camac Street, Kolkata - 700 017 | Suzlon Energy Ltd. | 10 | 8 x 1250 | Gut No. 112/1, 102/2 of village Korde, 68/2/1, 68/2/2, 48/2, 48/3, 206 of village Chhadwel, 272/4 of village Khori, 16/47 of village Isarade, Tal. Sakri, Dist. Dhule | 29/09/05 | 10 | Dhule | Brahanwel
41 | Amar Associates 64, New Bardan Lane, Mumbai - 400 003. | Suzlon Energy Ltd. | 1.25 | 1 x 1250 | Gut No. 34/2A of village Petale, Tal. Sakri, Dist. Dhule | 29/09/05 | 1.25 | Dhule | Brahanwel
42 | Rajesh Constuction Co. 139, Seksaria Chambers, 2nd Floor, N.M. Road, Fort, Mumbai 400 023. | Suzlon Energy Ltd. | 1.25 | 1 x 1250 | Gut No. 635/P of village Jakhapur, Tal. Kawathemahankal Dist. Sangli | 29/09/05 | 1.25 | Sangli | Dhalgaon
43 | Gadre Marine Export 3298-A, Mirkarwada, Ratnagiri - 415 612 | Suzlon Energy Ltd. | 2.5 | 2 x 1250 | Gut No. 634/P of village Jakhapur, Tal. Kawahemahankal, Dist. Sangli | 29/09/05 | 1.25 | Sangli | Dhalgaon
[6 empty] | 30/09/05 | 1.25
44 | Maithan Alloys Ltd. 3F, East India House, 20 Briish Indian Street, Kolata - 700 069. | Suzlon Energy Ltd. | 1.25 | 1 x 1250 | Gut No. 929/P of village Ghatnandre, Tal. Kawathemahankal, Dist. Sangli | 29/09/05 | 1.25 | Sangli | Dhalgaon
45 | Navanagar Metcoke Ltd. 303, Prasham Building, Nr. Dharam Cinema, K.R. Gandhi Marg, Rajkot-360001 | Suzlon Energy Ltd. | 1.25 | 1 x 1250 | Gut No. 92, 93 of village Kundalapur, Tal. Kawathemankal, Dist. Sangli | 29/09/05 | 1.25 | Sangli | Dhalgaon
46 | Smita Steels Rolling Mills Pvt. Ltd 213/214, Gokul Arcade, Andheri, Sahar Road, Vile Parle (East), Mumbai - 400057 | Suzlon Energy Ltd. | 1.25 | 1 x 1250 | Gut No. 636/P of village Jakhapur, Tal. Kawathemahankal, Dist. Sangli | 29/09/05 | 1.25 | Sangli | Dhalgaon
47 | Zaveri & Co. Exports "Swagat", C. G. Road, Ahmedabad - 380 006. | Suzlon Energy Ltd. | 1.25 | 1 x 1250 | Gut No. 636 of Jakhapur, Tal. Kawathemahankal Dist. Sangli | 29/09/05 | 1.25 | Sangli | Dhalgaon
48 | Ferromar Shipping P. Ltd. Anad Bhuvan, Station Road, Margo- Goa-403 601 | Suzlon Energy Ltd. | 1.25 | 1 x 1250 | Gut No. 86, of Kundalapur, Tal. Kawathemahankal Dist. Sangli | 29/09/05 | 1.25 | Sangli | Dhalgaon
49 | Aryan Coal Beneficattions Pvt. Ltd. 18, Vasant Enclave, Rao Tula Marg, New Delhi - 110 057. | Suzlon Energy Ltd. | 5 | 4 x 1250 | Gut No. 1045, 998, 971, 927 of Ghatnandare, Tal. Kawathemahankal Dist. Sangli | 29/09/05 | 5 | Sangli | Dhalgaon
50 | Aryan Coal Beneficattions Pvt. Ltd. 18, Vasant Enclave, Rao Tula Marg, New Delhi - 110 057. | Suzlon Energy Ltd. | 5 | 4 x 1250 | Gut No. 1017, 1018, 1028 of Ghatnandare, Tal. Kawathemahankal Dist. Sangli | 30/09/05 | 5 | Sangli | Dhalgaon
51 | Agarwl Packaging Pvt. Ltd. 364, Gokhale Road, Model Colony, Pune - 411 016 | Suzlon Energy Ltd. | 1.25 | 1 x 1250 | Gut No. 633/P of Jakhapur, Tal. Kawathemahankal Dist. Sangli | 29/09/05 | 1.25 | Sangli | Dhalgaon
52 | Aurangabad Electries (P) Ltd. Plot No. B-7, MIDC Chakan, Vill. Mahalunge, Tal. Khed, Dist. Pune | Suzlon Energy Ltd. | 1.25 | 1 x 1250 | Gut No. 120/P, 118/P of village Kundalapur, Tal. Kawathemahankal, Dist. Sangli | 29/09/05 | 1.25 | Sangli | Dhalgaon
53 | H.C. Commercial 5, Middleton Street, Kolkata-700 071. | Suzlon Energy Ltd. | 1.25 | 1 x 1250 | Gut No. 939/P of village Ghatnandre, Tal. Kawathemahankal, Dist. Sangli | 29/09/05 | 1.25 | Sangli | Dhalgaon
54 | Anjaney Ferro Alloyes Ltd. P.O. Mihijam, Dist. Jamtarn (Jharkhand) - 815 354 | Suzlon Energy Ltd. | 1.25 | 1 x 1250 | Gut No. 934/P, 859/P of Ghatnandare, Tal. Kawathemahankal, Dist. Sangli | 29/09/05 | 1.25 | Sangli | Dhalgaon
55 | NPR Finance Ltd. 19, R.N. Mukherjee Road, 1st Floor, Main Building, Kolkata - 700 001. | Suzlon Energy Ltd. | 1.25 | 1 x 1250 | Gut No. 80 of Chhadvel, Tal. Sakri, Dist. Dhule | 29/09/05 | 1.25 | Dhule | Brahanwel
56 | Devi Construction Co. Devi house, 6th Floor, 37, Shivajinagar, Pune - 411 005 | Suzlon Energy Ltd. | 2.5 | 2 x 1250 | Gut No. 1051, 991 of Ghatnandre, Tal. Kawathemahankal, Dist. Sangli | 29/09/05 | 2.5 | Sangli | Dhalgaon
57 | Transport Corporation of India Ltd. TCI House, 69, Institutional Area, Sector 32, Gurgaon - 122 001 Harayana | Suzlon Energy Ltd. | 2.5 | 2 x 1250 | Gut No. 931, 859 of Ghatnandre, Tal. Kawathemahankal Dist. Sangli | 29/09/05 | 2.5 | Sangli | Dhalgaon
58 | Advik Hi-Tech Pvt. Ltd. Gat No. 357, Plot No. 99, Part A, Chakan-Talegaon Road, Chakan, Pune - 410 501 | Suzlon Energy Ltd. | 1.25 | 1 x 1250 | Gut No. 633/P of Jakhapur, Tal. Kawathemahankal Dist. Sangli | 29/09/05 | 1.25 | Sangli | Dhalgaon
59 | Abhishek Export Abhishekh House, Kadampali Society, Opp. Jeevan Bharti School, Nanpura, Surat-395 001 | Suzlon Energy Ltd. | 1.25 | 1 x 1250 | Gut No. 165 of village Panhalipada, Tal. Sakri, Dist. Dhule | 30/09/05 | 1.25 | Dhule | Brahanwel
60 | Abhishek Export Abhishekh House, Kadampali Society, Opp. Jeevan Bharti School, Nanpura, Surat-395 001 | Suzlon Energy Ltd. | 1.25 | 1 x 1250 | Gut No. 257/2/1, 257/2/2 of village Chhadwel, Tal. Sakri, Dist. Dhule | 30/09/05 | 1.25 | Dhule | Brahanwel
61 | Rajesh Constuction Co. 139, Seksaria Chambers, 2nd Floor, N.M. Road, Fort, Mumbai 400 023. | Suzlon Energy Ltd. | 1.25 | 1 x 1250 | Gut No. 16/1 of village Isarde, Tal. Sakri, Dist. Dhule | 30/09/05 | 1.25 | Dhule | Brahanwel
62 | Integra Energy Management Ltd. 404, Signature-I, Productivity Road, Vadodara-390 007. | Suzlon Energy Ltd. | 1.25 | 1 x 1250 | Gut No. 107 of Chhadvel, Tal. Sakri, Dist. Dhule | 30/09/05 | 1.25 | Dhule | Brahanwel
63 | Goel Agencies Pvt. Ltd. S-567, Greater Kailash-II, New Delhi - 110 048 | Suzlon Energy Ltd. | 1.25 | 1 x 1250 | Gut No. 73 of village Chhadwel, Tal. Sakri, Dist. Dhule | 30/09/05 | 1.25 | Dhule | Brahanwel
64 | Bharati Shipyard Ltd. 302, Wakefield House, 3rd Floor, Sprott Road, Ballard Estate, Mumbai - 400 038 | Vestas Wind Technology / K.P. Power | 6 | 8 x 750 | Gut No. 178/A plot No. SW-2, 3 of Brahmanwel, Tal. Sakri, Dist. Dhule | 30/09/05 | 6 | Dhule | Brahanwel
65 | V. K. Industrial Corporation 303, Loha Bhavan, 93 P. D. Mello Rd., Carnac Bunder, Mumbai-400 009. | Vestas Wind Technology / K.P. Power | 0.75 | 1 x 750 | Gut No. 178/A plot No. SW-2, 3 of Brahmanwel, Tal. Sakri, Dist. Dhule | 30/09/05 | 0.75 | Dhule | Brahanwel
66 | SKM Energy (A Division of SKM Steels) 30, C.P. Tank Road, Mumbai - 400 004. | Vestas Wind Technology / K.P. Power | 0.75 | 1 x 750 | Gut No. 178/A plot No. SW-2, 3 of Brahmanwel, Tal. Sakri, Dist. Dhule | 30/09/05 | 0.75 | Dhule | Brahanwel
67 | REI Agro Ltd. Everest House, 46-c, Chowringee Road, 15th Floor, R. N. 15B, Kolkata - 700 071. | Vestas Wind Technology / K.P. Power | 3.3 | 2 x 1650 | Gut No. 178/A plot No. SW-2, 3 of Brahmanwel, Tal. Sakri, Dist. Dhule | 30/09/05 | 3.3 | Dhule | Brahanwel
68 | Aryan Coal Beneficattions Pvt. Ltd. 18, Vasant Enclave, Rao Tula Marg, New Delhi - 110 057. | Suzlon Energy Ltd. | 5 | 4 x 1250 | Gut No. 1035, 1010, 1054, 1053 of Ghatnandare, Tal. Kawathemankal, Dist. Sangli | 30/09/05 | 5 | Sangli | Dhalgaon
69 | Gandhi Special Tubes Ltd. Jariwala Mension, 2nd Floor, 43, K.M. Munshi Marg, Near Bharatiya Vidya Bhavan, Mumbai - 400 007 | Suzlon Energy Ltd. | 1.25 | 1 x 1250 | Gut No. 969 of Ghatnandare, Tal. Kawathemahankal, Dist. Sangli | 30/09/05 | 1.25 | Sangli | Dhalgaon
70 | Gwalior Tanks & Vessels Samarpan, 147, Sector-A, Indraouri, Bhopal (M.P) | Suzlon Energy Ltd. | 1.25 | 1 x 1250 | Gut No. 876/P of village Ghatnandre, Tal. Kawathemankal, Dist. Sangli | 30/09/05 | 1.25 | Sangli | Dhalgaon
71 | First Leasing Company of India Ltd. 103, Rustom Court, Opp. Poddar Hospital, Dr. A.B. Road, Worli, Mumbai - 400 025. | Suzlon Energy Ltd. | 1.25 | 1 x 1250 | Gut No. 965 of Ghatnandare, Tal. Kawathemahankal Dist. Sangli | 30/09/05 | 1.25 | Sangli | Dhalgaon
72 | Essel Mining & Industries Industry House, 10 Camac Street, Kolkata - 700 017 | Suzlon Energy Ltd. | 5 | 4 x 1250 | Gut No. 11, 15, 16, 39, 2, 5 of Hatti-Indri, Tal. Nandurbar, Dist. Nandurbar | 2005-09-12 | 5 | Nandurbar | Chakla
73 | Sulbha Subhash Lodha 10, Vikram Bunglow, Rituraj Society, Pune Satara Road, Pune - 37 | Suzlon Energy Ltd. | 1.25 | 1 x 1250 | Gut No. 96 of Akhatwade, Tal. Nandurbar, Dist. Nandurbar | 31/12/05 | 1.25 | Nandurbar | Chakla
74 | Hotel Golden Emerald Plot No. 473/14B, Gultekdi, Near Salisbury Park, Pune - 411 037. | Suzlon Energy Ltd. | 2.5 | 2 x 1250 | Gut No. 426, 394 of Mandal, Tal. Nandurbar, Dist. Nandurbar | 31/12/05 | 2.5 | Nandurbar | Chakla
75 | K. J. Jadhav 408/10, Purandar Complex 3rd Floor, Mukund Nagar, Pune-37 | Suzlon Energy Ltd. | 1.25 | 1 x 1250 | Gut No. 148 of Akhatwade, Tal. Nandurbar, Dist. Nandurbar | 31/12/05 | 1.25 | Nandurbar | Chakla
76 | D. J. Malpani Malpani House, I.G. Road, Samgamner - 422 605 | Suzlon Energy Ltd. | 7.5 | 6 x 1250 | Gut No. 168, 161, 370, 375, 378 of Mandal, 46 of Akhatwade, Tal. & Dist. Nandurbar | 31/12/05 | 3.75 | Nandurbar | Chakla
[6 empty] | 2006-06-02 | 1.25
[6 empty] | 2006-06-03 | 1.25
[6 empty] | 26/03/06 | 1.25
77 | Shraddha Constructions & Power Generation Pvt. Ltd. Sonali Apartments, Flat No. 5, S. No. 128/2, Rajhans Chowk, Near Oyester Hotel, Mayur Colony, Kothrud, Pune-411 029 | Suzlon Energy Ltd. | 5 | 4 x 1250 | Gut No. 78, 174, 94 of Akhatwada, Tal. & Dist. Nandurbar | 31/12/05 | 5 | Nandurbar | Chakla
78 | National Oxygen Ltd. No. 80 (OldNo. 141), Greams Road, Chennai- 600 006. | Vestas Wind Technology / K.P. Power | 1.65 | 1 x 1650 | Gut No. 178/A MIDC plot No. SW-3 of Brahmanwel, Tal. Sakri, Dist. Dhule | 31/12/05 | 1.65 | Dhule | Brahanwel
79 | Remi Sales & Engineering 14, Shah Industrial Estate, Verra Desai Road, Mumbai - 400 053. | Vestas Wind Technology / K.P. Power | 0.75 | 1 x 750 | Gut No. 178/A plot No. SW-3 of Brahmanwel, Tal. Sakri, Dist. Dhule | 31/12/05 | 0.75 | Dhule | Brahanwel
80 | Remi Sales & Engineering 14, Shah Industrial Estate, Verra Desai Road, Mumbai - 400 053. | Vestas Wind Technology / K.P. Power | 0.75 | 1 x 750 | Gut No. 178/A plot No. SW-2, 3 of Brahmanwel, Tal. Sakri, Dist. Dhule | 31/12/05 | 0.75 | Dhule | Brahanwel
81 | Bharati Shipyard Ltd. 302, Wakefield House, 3rd Floor, Sprott Road, Ballard Estate, Mumbai - 400 038 | Vestas Wind Technology / K.P. Power | 2.4 | 1 x 750 1 x 1650 | Gut No. 178/A plot No. SW-2, 3 of Brahmanwel, Tal. Sakri, Dist. Dhule | 31/12/05 | 0.75 | Dhule | Brahanwel
[6 empty] | 27/03/06 | 1.65
82 | A. P. Fashions (P) Ltd. 227, A.J.C. Bose Road, Kolkata - 700 020 | Suzlon Energy Ltd. | 1.25 | 1 x 1250 | Gut No. 1005 of Ghatnandare, Tal. Kawathemahankal Dist. Sangli | 31/12/05 | 1.25 | Sangli | Dhalgaon
83 | Mirah Dekor Ltd. 208, Parvati Industiral Estate, Sunmill Compound, Lower Parel (W), Mumbai - 13 | Suzlon Energy Ltd. | 1.25 | 1 x 1250 | Gut No. 1037/P of village Ghatnandre, Tal. Kawathemahankal Dist. Sangli | 31/12/05 | 1.25 | Sangli | Dhalgaon
84 | Dhoot Power (A Division of Dhoot Industrial Finance Ltd.) 504, Raheja Centre, 214, Nariman Point, Mumbai - 400 021. | Suzlon Energy Ltd. | 1.25 | 1 x 1250 | Gut No. 1008 of Ghatnandre, Tal. Kawathemahankal Dist. Sangli | 31/12/05 | 1.25 | Sangli | Dhalgaon
85 | C. J. Shah & Co. 105, Bajaj Bhawan, 10th Floor, Nariman Point, Mumbai - 400 021. | Suzlon Energy Ltd. | 1.25 | 1 x 1250 | Gut No. 832 of Ghatnandre, Tal. Kawathemahankal Dist. Sangli | 31/12/05 | 1.25 | Sangli | Dhalgaon
86 | Laxmi Organic Indsutries L Chandermukhi Basement, Nariman Point, Mumbai - 400 021. | Suzlon Energy Ltd. | 1.25 | 1 x 1250 | Gut No. 831 of village Ghatnandre, Tal. Kawathemahankal Dist. Sangli | 31/12/05 | 1.25 | Sangli | Dhalgaon
87 | B. D. K. Marketing Services Pvt. Ltd. Kohinoor Estates, Sc-1-20/21, IIIrd Floor, Mula Road, Pune | Suzlon Energy Ltd. | 1.25 | 1 x 1250 | Gut No. 866 of Nagaj, Tal. Kawathemahankal Dist. Sangli | 31/12/05 | 1.25 | Sangli | Dhalgaon
88 | Ess Gee Real Estate Developers (P) Ltd. 85, Mittal Chambers, Nariman Point, Mumbai - 400 021. | Suzlon Energy Ltd. | 3.75 | 3 x 1250 | Gut No. 488, 512, 518 of village Ghatnandre, Tal. Kawathemahankal Dist. Sangli | 31/12/05 | 3.75 | Sangli | Dhalgaon
89 | Devi Construction Co. Devi house, 6th Floor, 37, Shivajinagar, Pune - 411 005 | Suzlon Energy Ltd. | 1.25 | 1 x 1250 | Gut No. 870 of Nagaj, Tal. Kawathemahankal Dist. Sangli | 31/12/05 | 1.25 | Sangli | Dhalgaon
90 | Palms Enercon Inc E-147, Masjid Moth Greatter Kailash-II, New Delhi - 110 048. | Suzlon Energy Ltd. | 1.25 | 1 x 1250 | Gut No. 854 of Nagaj, Tal. Kawthemahankal, Dist. Sangli | 31/12/05 | 1.25 | Sangli | Dhalgaon
91 | Modelama (LG) Inc. B-57, Okhla Industtral Area, Ph-1, New Delhi | Suzlon Energy Ltd. | 2.5 | 2 x 1250 | Gut No. 843, 874 of Nagaj, Tal. Kawathemahankal Dist. Sangli | 31/12/05 | 2.5 | Sangli | Dhalgaon
92 | Gandhi Special Tubes Ltd. Jariwala Mension, 2nd Floor, 43, K.M. Munshi Marg, Near Bharatiya Vidya Bhavan, Mumbai - 400 007 | Suzlon Energy Ltd. | 1.25 | 1 x 1250 | Gut No. 1027 of Ghatnandre, Tal. Kawathemanhakal Dist. Sangli | 31/12/05 | 1.25 | Sangli | Dhalgaon
93 | Chhotabhai Jethabhai Patel & Co. Motapore, Nadiad - 387 001 | Suzlon Energy Ltd. | 1.25 | 1 x 1250 | Gut No. 643 of village Jarandi, Tal. Tasgaon, Dist. Sangli | 31/12/05 | 1.25 | Sangli | Dhalgaon
94 | Pankaj Diamond 313-315, The Jewel Opera House, Mumbai - 400 004 | Suzlon Energy Ltd. | 2.5 | 2 x 1250 | Gut No. 467 of Ghatnandre, Tal. Kawathemahankal & Gut No. 474 of Dhaiwadi, Tal. Tasgaon, Dist. Sangli | 31/12/05 | 1.25 | Sangli | Dhalgaon
[6 empty] | 31/03/06 | 1.25
95 | R. T. Diamond Pvt. Ltd. 7/714, Prasad Chambers, Opera House, Mumbai - 400 004. | Suzlon Energy Ltd. | 1.25 | 1 x 1250 | Gut No. 471/472 of Ghatnandre, Tal. Kawathemahankal Dist. Sangli | 31/12/05 | 1.25 | Sangli | Dhalgaon
96 | Essel Mining & Industries Industry House, 10 Camac Street, Kolkata - 700 017 | Suzlon Energy Ltd. | 10 | 8 x 1250 | Gut No. 69, 91, 46, 60, 52, 44, 48, of Hatti-Indri 312 of Aichale Tal. Nandurbar, Dist. Nandurbar | 2006-05-01 | 8.75 | Nandurbar | Chakla
[6 empty] | 2006-07-02 | 1.25
97 | New Patel Saw Mill 47, New Nagardas Road, Andheri (E), Mumbai - 400 069 | Suzlon Energy Ltd. | 1.25 | 1 x 1250 | Gut No. 398 of Mandal, Tal. Nandurbar, Dist. Nandurbar | 2006-06-02 | 1.25 | Nandurbar | Chakla
98 | Patel Wood Syndicate 204-B, Vertex Vikas Sir M. Vasanji Road, Andheri (E), Mumbai - 69 | Suzlon Energy Ltd. | 1.25 | 1 x 1250 | Gut No. 397 of Mandal, Tal. & Dist. Nandurbar | 2006-06-02 | 1.25 | Nandurbar | Chakla
99 | Betul Oils & Flours Ltd. Kosmi Indsutrial Area, Betul - 460 001. (MP) | Suzlon Energy Ltd. | 1.25 | 1 x 1250 | Gut No. 393/3 of village Mandal, Tal. & Dist. Nandurbar | 2006-06-02 | 1.25 | Nandurbar | Chakla
100 | Essel Mining & Industries Industry House, 10 Camac Street, Kolkata - 700 017 | Suzlon Energy Ltd. | 10 | 8 x 1250 | Gut No. 17 of Hatti-Indri 51, 42, 49, 57, 39, 71, 35 of Mandal, Tal.& Dist. Nandurbar | 2006-07-02 | 10 | Nandurbar | Chakla
101 | Essel Mining & Industries Indsutry House, 10 Camac Street, Kolkata - 700 017 | Suzlon Energy Ltd. | 5 | 4 x 1250 | Gut No. 81, 30 of Mandal, 186, 188 of Ranjale, Tal. & Dist, Nandurbar | 2006-07-02 | 5 | Nandurbar | Chakla
102 | Liberty Oil Mills Ltd. Amerchand Mansion, D Wing, 16, Madame Cama Road, Colaba, Mumbai - 400 001. | Enercon (I) Ltd. | 2.4 | 3 x 800 | Gut No. 394 of Village Kadve Khurd, Tal. Pantan, Dist - Satara. | 2006-07-02 | 2.4 | Satara | Thoseghar
103 | Atlas Tours & Travels Pvt. Ltd. Haji Mahal, 53, Mohammed Ali Road, Mumbai - 400 003. | Enercon (I) Ltd. | 0.8 | 1 x 800 | Gut No. 394 of Village Kadve - Khurd, Tal - Pantan, Dist - Satara. | 2006-07-02 | 0.8 | Satara | Thoseghar
104 | Kamal Engineering Corporation 56, Industrial Estate, Post Box No. 51, Yamunanagar, (Haryana) | Vestas Wind Technology / K.P. Power | 1.65 | 1 x 1650 | Gut No. 178/A, Plot No. SW - 3 of Village Brahmnawel, Tal - Sakri, Dist - Dhule | 2006-08-02 | 1.65 | Dhule | Brahanwel
105 | Liberty Oil Mills Ltd. Amerchand Mansion, D Wing, 16, Madame Cama Road, Colaba, Mumbai - 400 001. | Enercon (I) Ltd. | 1.6 | 2 x 800 | Gut No. 428, 427 of Village Matekarwadi, Tal. Patan, Dist. Patan, Dist. Satara. | 2006-08-02 | 1.6 | Satara | Varekarwadi
106 | Kiroskar Brothers Ltd. Udyog Bhavan, Tilak Road, Pune - 411 002 | Enercon (I) Ltd. | 2.4 | 3 x 800 | Gut No. 182 of village Chavanwadi, Gut No. 131 to 135, 126 to 130, 136 to149 of Village Varekarwadi, Tal - Patan, Dist -Satara | 2006-08-02 | 2.4 | Satara | Varekarwadi,
107 | Garden Court Pvt. Ltd. 6, Sarkar Corner, Veera Desai Road, Andheri, (W) Mumai - 400 058 | Suzlon Energy Ltd. | 1.25 | 1 x 1250 | Gut No. 808 of Village Ghatnandre Tal. Kawathemahankal Dist. Sangli | 14/02/06 | 1.25 | Sangli | Dhalgaon
108 | C. Mahendra Exports 1204, Panchratna, 12th Floor, Opera House, Mumbai - 400 004. | Suzlon Energy Ltd. | 10 | 8 x 1250 | Gut No. 908, 388, 435, 453, 479, 478, 456, 851 of Ghatnandre, 474 of Tisangi Tal. Kawathemahankal Dist. Sangli | 14/02/06 | 1.25 | Sangli | Dhalgaon
[6 empty] | 20/02/06 | 2.5
[6 empty] | 25/03/06 | 5
[6 empty] | 31/03/06 | 1.25
109 | Fena (P) Ltd. A-237, Okhla Indsutrial Area, Phase - I, New Delhi - 110 020 | Suzlon Energy Ltd. | 1.25 | 1 x 1250 | Gut No. 124 of Kundlapur, Tal. Kawathemahankal Dist. Sangli | 14/02/06 | 1.25 | Sangli | Dhalgaon
110 | Asian Star Company Ltd. 114, Mittal Court-Nariman Point, Mumbai - 400 021. | Suzlon Energy Ltd. | 2.5 | 2 x 1250 | Gut No. 825 of Jarandi, 441 of Dahiwadi, Tal. Tasgaon, Dist. Sangli | 14/02/06 | 1.25 | Sangli | Dhalgaon
[6 empty] | 25/03/06 | 1.25
111 | Hi-Tech Systems & Services Ltd. White House, 119 Park Street, Kolkata - 700 016 | Suzlon Energy | 1.25 | 1 x 1250 | Gut No. 831 of Jarandi, Tal. Tasgaon, Dist. Sangli | 14/02/06 | 1.25 | Sangli | Dhalgaon
112 | G.B. Rubber Products S- 157, M.I.D.C., Bhosari, Pune - 411 026 | Enercon (I) Ltd. | 1.6 | 2 x 800 | Gut No. 394 of Village Kadve - Khurd, Tal - Pantan, Dist - Satara. | 14/02/06 | 1.6 | Satara | Thoseghar
113 | Shah Lulla Estate Developers Poshish, 1st Floor, Lale Plot, Madhavnagar Road, Sangli - 416 416 | Enercon (I) Ltd. | 0.8 | 1 x 800 | Gut No. 394 of Village Kadve - Khurd, Tal - Pantan, Dist - Satara. | 14/2/06 | 0.8 | Satara | Thoseghar
114 | VMA Energy Pvt. Ltd. 13/B, Dattani Tower, S.V. Road, Borivali (W), Mumbai - 400 092 | Suzlon Energy Ltd. | 1.25 | 1 x 1250 | Gut No. 175/P of Village Tillali, Tal - Nandurbar, Dist - Nandurbar. | 15/02/06 | 1.25 | Nandurbar | Chakla
115 | Fashion Suitings Pvt. Ltd. 3, Chhabra Mansion, Pur Road, Bhilwara - 311001 | Enercon (I) Ltd. | 0.8 | 1 x 800 | Gut No. 394 of Village Kadve - Khurd, Tal - Pantan, Dist - Satara. | 16/02/06 | 0.8 | Satara | Thoseghar
116 | Abhishek Exports (Power Division) Abhishek House, Kadampali Soc. Opp. Jeevan Bharti School, Nanpura, Surat - 395 001 | Suzlon Energy Ltd. | 2.5 | 2 x 1250 | Gut No. 802 of Village Ghatnandre, Tal - Kawathemahankal, & 833 of village Jarandi Tal. Tasgaon Dist - Sangli | 20/02/06 | 1.25 | Sangli | Dhalgaon
[6 empty] | 25/03/06 | 1.25
117 | Ratna Kala Exports 316, Prasad Chambers, Opera House, Mumbai - 400 004 | Suzlon Energy Ltd. | 2.5 | 2 x 1250 | Gut No. 843 of Jarandi, Tal - Tasgaon & 491 of Tisangi Tal. KawathemahankalDist - Sangli. | 20/02/06 | 1.25 | Sangli | Dhalgaon
[6 empty] | 31/03/06 | 1.25
118 | Reddy Constructions Tilak Nagar, Latur - 413 531 | Suzlon Energy Ltd. | 1.25 | 1 x 1250 | Gut No. 164 of Village Amkhel, Tal - Sakri, Dist - Dhule | 2006-03-06 | 1.25 | Dhule | Brahmanwel
119 | Shahi Exports Pvt. Ltd. Industrial Plot No. - 1, Sector - 28, Faridabad - 121 008 | Suzlon Energy Ltd. | 3.75 | 3 x 1250 | Gut No. 100/C, 119/2/2, 164/1 of Amkhel, Tal - Sakri, Dist - Dhule | 2006-03-06 | 3.75 | Dhule | Brahmanwel
120 | L. B. Kunjir Pelican Building, Wing B, 107, Raheja Woods, Kalyani Nagar, Pune - 411 006 | Suzlon Energy Ltd. | 1.25 | 1 x 1250 | Gut No. 158 of Akhatwade, Tal - Nandurbar, Dist - Nandurbar | 2006-03-06 | 1.25 | Nandurbar | Chakla
121 | J. B. Diamonds 405/406, Prasad Chambers, Opera House, Mumbai - 400 004 | Suzlon Energy Ltd. | 5 | 4 x 1250 | Gut No. 157, 140, 169 of Tillali, & 32 of Akhatwade, Tal - Nandurbar, Dist - Nandurbar . | 2006-03-06 | 3.75 | Nandurbar | Chakla
[6 empty] | 27/03/06 | 1.25
122 | AHW Steels Ltd. 12C Lord Sinha Road, Flat No. 6D, Shymkunj, Kolkata - 700 071 | Suzlon Energy Ltd. | 2.5 | 2 x 1250 | Gut No. 441, 442, 435 of Chhadvel, Tal - Sakri, Dist - Dhule | 2006-03-06 | 1.25 | Dhule | Brahmanwel
[6 empty] | 27/03/06 | 1.25
123 | Shahastra Properties Pvt. Ltd. Abhishek House, Kadampali Soc., Opp. Jeevan Bharti School, Nanpura, Surat - 395 001 | Suzlon Energy Ltd. | 2.5 | 2 x 1250 | Gut No. 36/1, 36/3, 40 of Dhandane, Tal - Nandurbar, Dist - Nandurbar. | 2006-03-06 | 2.5 | Nandurbar | Chakla
124 | Priyadarshini Polysacks Ltd. F - 41, 1st floor, Trade Center, Station Road, Kolhapur - 416 001 | Suzlon Energy Ltd. | 1.25 | 1 x 1250 | Gut No. 288 of Village Chhadwel, Tal - Sakri, Dist - Dhule | 2006-03-06 | 1.25 | Dhule | Brahmanwel
125 | Kapee Enterprises HO-65 Gopal Bari, Jaipur | Suzlon Energy Ltd. | 5 | 4 x 1250 | Gut No. 93, 445/4, 423 of Titane & 114/1-2B & 114/1-2B/2 of Village Kuttarmare, Tal - Sakri, Dist - Dhule | 2006-03-06 | 2.5 | Dhule | Brahmanwel
[6 empty] | 29/03/06 | 1.25
[6 empty] | 29/03/06 | 1.25
126 | Hi - Tech Systems & Services Ltd. White House, 119 Park Street, Kolkata - 700 016 | Suzlon Energy Ltd. | 1.25 | 1 x 1250 | Gut No. 289/P of Village Chhadwel, Tal - Sakri, Dist - Dhule | 2006-03-06 | 1.25 | Dhule | Brahmanwel
127 | Abhishek Export (Power Division) Abhishek House, Kadampali Society, Opp. Jeevan Bharti School, Nanpura, Surat - 395 001 | Suzlon Energy Ltd | 2.5 | 2 x 1250 | Gut No. 166 of village Tillali, Tal. & Dist. Nandurbar Gut No. 290 of village Chhadwel, Tal. Sakri, Dist. Dhule | 2006-03-06 | 1.25 | Nandurbar | Chakla
[6 empty] | 29/03/06 | 1.25 | Dhule | Brahmanwel
128 | Warden International (Agencies) Pvt. Ltd. Warden House, 340 J. J. Road, Mumbai - 400 008. | Vestas Wind Technology / K.P. Power | 1.65 | 1 x 1650 | Gut No. 178/A MIDC plot No. SW-2, of Brahmanwel, Tal. Sakri, Dist. Dhule | 2006-03-08 | 1.65 | Dhule | Brahmanwel
129 | Minex Metallurgical Co. Pvt. Ltd. Rajguru Apartment, 3rd Floor, New Nagardas Road, Andhari East, Mumbai - 400 069 | Suzlon Energy Ltd. | 1.25 | 1 x 1250 | Gut No. 21/8 of Ranjangaon, Tal. Sakri, Dist. Dhule | 17/03/06 | 1.25 | Dhule | Brahmanwel
130 | OM Intercontinental A-2, Matulya Centre, Senapati Bapat Marg, Lower Parel, Mumbai - 400 013. | Suzlon Energy Ltd. | 1.25 | 1 x 1250 | Gut No. 10/P of village Korde, Tal. Sakri, Dist. Dhule | 17/03/06 | 1.25 | Dhule | Brahmanwel
131 | MSPL Ltd. Baldota Bhavan, 117, Maharshi Karve Road, Mumbai - 400 020. | Suzlon Energy Ltd. | 10 | 8 x 1250 | Gut No. 162, 136, 163, 143, 140 of Tilali 122, 179, 181 of Tilali Chakkla Tal. & Dist. Nandurbar | 17/03/06 | 5 | Nandurbar | Chakla
[6 empty] | 23/03/06 | 5
132 | S. J. Impex (Prop. Jitendra J. Metha) 1401, 14th Floor, Raheja Centre, Nariman Point, Mumbai - 400 021 | Suzlon Energy Ltd. | 1.25 | 1 x 1250 | Gut No. 21/60 of Village Ranjangaon, Tal - Sakri, Dist - Dhule | 21/03/06 | 1.25 | Dhule | Brahmanwel
133 | Parakh Agro Industries Ltd. Parakh House, 1, Market Yard, Pune - 411 037 | Suzlon Energy Ltd. | 5 | 4 x 1250 | Gut No. 466/P, 475/P of Village Chhadwel & Gut No. 21/52/2, 21/1B/7 of Village Ranjangaon, Tal - Sakri, Dist - Dhule | 21/03/06 | 2.5 | Dhule | Brahmanwel
[6 empty] | 23/03/06 | 2.5
134 | Kamani Oil Industries Pooran Asha Building, 317, Narsi Natha Street, Masjid, Mumbai - 400 009 | Suzlon Energy Ltd. | 1.25 | 1 x 1250 | Gut No. 82 of Village Ranjangaon, Tal - Sakri, Dist - Dhule | 21/03/06 | 1.25 | Dhule | Brahmanwel
135 | Paceman Sales Promotions Pvt. Ltd. 207, Maharshi Devendra Road, 4 th Floor, Room No. 80, Kolkata 700 007 | Enercon (I) Ltd. | 0.8 | 1 x 800 | Gut No. 5/P, of Village Berdewadi, Tal - Shirala, Dist - Sangli | 22/03/06 | 0.8 | Sangli | Gudepanchgani
136 | Cooper Metals Pvt. Ltd. 192, Guruwar Peth, Satara | Enercon (I) Ltd. | 0.8 | 1 x 800 | Gut No. 10/P, of Village Yeslewadi, Tal - Shirala, Dist - Sangli | 22/03/06 | 0.8 | Sangli | Gudepanchgani
137 | Delta Enterprises Crescent Chambers, 1st Floor, Tamarind Lane, Fort, Mumbai - 400 023. | Enercon (I) Ltd. | 0.8 | 1 x 800 | Gut No. 5/P, 6/P of village Berdewadi & Gut No. 83/P gudhe, Tal, Shirala, Dist. Sangli | 22/03/06 | 0.8 | Sangli | Gudepanchgani
138 | Avinash N. Bhosale "Bhosale Pavilion" 759/34, Bhandarkar Road, Pune - 04 | Enercon (I) Ltd. | 5.6 | 7 x 800 | Gut No. 10/P, 11/P, 12/P of village Yeslewadi, Gut No. 25/P Bahastewadi, 90, 91/P of Gudhe Tal. Shirala, Dist. Sangli | 22/03/06 | 5.6 | Sangli | Gudepanchgani
139 | Sun-N-Sand Hotel Pvt. Ltd 39, Juhu Beach, Mumbai | Enercon (I) Ltd | 4.8 | 6 x 800 | Gut No. 81, 89, 103, 104 of village Gudhe, Gut No. 24/P of village Bastewadi, Gut No. 9/P of village Berdewadi, Gut No. 85/38, 85/35, 85/17, 85/36, 85/37, 85/4, 85/9, 85/3, Kharale Tal. Shirala, Dist. Sangli | 22/03/06 | 0.8 | Sangli | Gudepanchgani
[6 empty] | 28/03/06 | 2.4
[6 empty] | 29/03/06 | 1.6
140 | Gujarat JHM Hotels Ltd Nr. Ambika Niketan, Athwa Lines, Surat | Enercon (I) Ltd | 1.6 | 2 x 800 | Gut No. 84/P of village Gudhe Gut No. 10/P of Yesalewadi, Tal. Shirala, Dist. Sangli | 22/03/06 | 0.8 | Sangli | Gudepanchgani
[6 empty] | 29/03/06 | 0.8
141 | R. L. Gold Pvt. Ltd. 169 Johari Bazar, Jalgaon - 425 001. | Suzlon Energy Ltd. | 1.25 | 1 x 1250 | Gut No. 56 of Chakla, Tal. & Dist. Nandurbar | 23/03/06 | 1.25 | Nanduebar | Chakala
142 | Gwailior Chemical Industries K.K. Chambers,4th Floor,Sir Purushottamdas Thakurdas Marg, Fort, Mumbai - 400 001 | Suzlon Energy Ltd. | 2.5 | 2 x 1250 | Gut No. 50, 55 of Chakla Tal. & Dist Nandurbar | 23/03/06 | 2.5 | Nandurbar | Chakla
143 | Rajmal Lakhichand Jewellers, 520-1/E,Shaupuri, Next to Mahalakmi Chambers, Near Central S.T.Stand, Kolhapur-416001 | Suzlon Energy Ltd. | 1.25 | 1 x 1250 | Gut No. 61 of Chakla Tal. Nandurbar,Dist Nandurbar | 23/03/06 | 1.25 | Nandurbar | Chakla
144 | Ananjay Cotton Mills Private Ltd. Jayalakshmi Poona Bangalore Road, Davangere - 577 002 | Suzlon Energy Ltd. | 2.5 | 2 x 1250 | Gut No. 48, 121 of Amkhel Tal. Sakri, Dist Dhule | 23/03/06 | 1.25 | Dhule | Bramanwel
[6 empty] | 29/03/06 | 1.25
145 | Nitco Tiles Ltd., Makar ChambersIII, 8th Floor, Nariman Point, Mumbai-400021 | Suzlon Energy Ltd. | 7.5 | 6 x 1250 | Gut No.32, 31 of Chakala, 224 of chokale Tal: Nandurbar, Dist: Nandurbar | 23/03/06 | 7.5 | Nandurbar | Chakala
146 | Manraj Jwellers Pvt. Ltd. 169, Johari Bazar,Jalagaon-425001 | Suzlon Energy Ltd. | 1.25 | 1 x 1250 | Gut No. 46 /P of Village Chakala Tal: Nandurbar, Dist: Nandurbar | 23/03/06 | 1.25 | Nandurbar | Chakla
147 | Twincle Enviro-Tech Ltd. 16-19, Shilpin Centre , 1st floor 40,G.D.Ambekar Marg,Wadala, Mumbai-400031 | Suzlon Energy Ltd. | 1.25 | 1 x 1250 | Gut No27/p of Village Dhadane Tal: Nandurbar Dist: Nandurbar | 23/03/06 | 1.25 | Nandurbar | Chakla
148 | Piyush Enterprises 81, Jai Vishwa Bharati Colony, Garkheda Road, Auragabad - 431005 | Suzlon Energy Ltd. | 1.25 | 1 x 1250 | Gut No.4/2 of Dhandane Tal & Dist : Nandurbar | 23/03/06 | 1.25 | Nandurbar | Chakla
149 | Priyanta intercontinental, A # 2,Matulya Centre, Senapati Bapat Marg, Lower Parel , Mumbai - 4 | Suzlon Energy Ltd. | 1.25 | 1 x 1250 | Gut No.9/1 of Village Korde Tal:Sakri Dist: Dhule | 23/03/06 | 1.25 | Dhule | Bramanwel
150 | Rajmal Lakhichand 169 joheri Bazar, Jalgaon-425001 | Suzlon Energy Ltd. | 1.25 | 1 x 1250 | Gut No.4/p of Village ChaklaTal: Nandurbar Dist: Nandurbar | 23/03/06 | 1.25 | Nandurbar | Chakla
151 | Diamines & Chemical ltd. Plot No. 13, P.C.C.Area P.O. Petrochemicals Dist:- Baroda | Suzlon Energy Ltd. | 1.25 | 1 x 1250 | Gut No. 46 /P of Village Chakala Tal: Nandurbar, Dist: Nandurbar | 23/03/06 | 1.25 | Nandurbar | Chakla
152 | M/S. MSPL Ltd. Baldota Bhavan, 117, Maharshi Karve Road Mumbai - 400020 | Suzlon Energy Ltd. | 10 | 8 x 1250 | Gut No.126 of Tilali, Gut No. 503, 440, 436, 490, 435, 522 of Mandal Tal & Dist. Nandurbar | 17/03/06 | 2.5 | Nandurbar | Chakla
[6 empty] | 23/03/06 | 7.5
153 | Aishwarya Rai. 12 , La Mer, Mistri Park, Khandeshwar Temple Road , Bandra (W) Mumbai - 400050 | Suzlon Energy Ltd. | 2.5 | 2 x 1250 | Gut No.6,10 of Dhadane Tal : & Dist Nandurbar | 23/03/06 | 2.5 | Nandurbar | Chakla
154 | Echjay Industries Pvt.Ltd. 83,Bajaj Bhavan, Nariman Point, Mumbai-400021 | Suzlon Energy Ltd. | 1.25 | 1 x 1250 | Gut No.619 of Birnewadi Tal:Tasgaon, Dist: Sangali | 25/03/06 | 1.25 | Sangali | Dhalgaon
155 | Dharmanndan Diamonds G-14, Prasad Chambers, Opera House, Mumbai - 400004 | Suzlon Energy Ltd. | 2.5 | 2 x 1250 | Gut No. 406 of Jarandi , 367, 392 of Dongarsoni, Tal: TasgaonDist Sangali | 25/03/06 | 2.5 | Sangali | Dhalgaon
156 | New Sahyadri Industries ltd. (Sahyadri Industries Ltd.) 39-D, Gultekdi, Jawaharial Naheru Road, Pune - 411037 | Suzlon Energy Ltd. | 2.5 | 2 x 1250 | Gut No.623, 624 of Birenwadi Tal:Tasgaon ,Dist:Sangali | 25/03/06 | 2.5 | Sangali | Dhalgaon
157 | Sanjana Power (Divission of Sanjana Cryognic Storages Ltd.) 116, Bajaj Bhavan, 11th Floor, Nariman Point, Mumbai - 400 021 | Suzlon Energy Ltd. | 3.75 | 3 x 1250 | Gut No. 620, 627, 629 of Village Biranwadi, Tal - Tasgaon, Dist - Sangli. | 25/03/06 | 3.75 | Sangli | Dhalgaon
158 | Nitco Paints (P) Ltd. Maker Chambers III, 8th Floor, Nariman Points, Mumbai - 400 021 | Suzlon Energy Ltd. | 1.25 | 1 x 1250 | Gut No. 608 of Biranwadi, Tal - Tasgaon, Dist - Sangli | 25/03/06 | 1.25 | Sangli | Dhalgaon
159 | West Inn Ltd. Usmanpura Ghar Rasta, Ashram Road, Ahmedabad - 380 013 | Suzlon Energy Ltd. | 1.25 | 1 x 1250 | Gut No. 604 of Birenwadi, Tal - Tasgaon, Dist - Sangli | 25/03/06 | 1.25 | Sangli | Dhalgaon
160 | Indian Products Trading Co. Pvt. Ltd. 46, Bajaj Bhavan, 4th Floor, Nariman Point, Mumbai - 400 021 | Suzlon Energy Ltd. | 1.25 | 1 x 1250 | Gut No. 603 of Biranwadi, Tal - Tasgaon, Dist - Sangli | 25/03/06 | 1.25 | Sangli | Dhalgaon
161 | Taurian Iron & Steel Company Pvt. Ltd. 302-A, Poonam Chambers, A Wing, 3rd Floor, Dr. Annie Besant Road, Worli, Mumbai - 400 018. | Suzlon Energy Ltd. | 8.75 | 7 x 1250 | Gut No. 1713, 1707 of waiphale, 438 of Dahiwadi Tal. Tasgaon, 336, 452 of Tisangi, 423 of Ghatnandre, Tal - Kawathemahankal Dist - Sangli | 25/03/06 | 5 | Sangli | Dhalgaon
[6 empty] | 28/03/06 | 3.75
162 | Transport Corporation of India Ltd. TCI House, 69, Industrial Area, Sector - 32, Gurgaon - 122 001 (Haryana) | Suzlon Energy Ltd. | 2.5 | 2 x 1250 | Gut No. 631, 630 of Biranwadi, Tal - Tasgaon, Dist - Sangli | 25/03/06 | 1.25 | Sangli | Dhalgaon
[6 empty] | 31/03/06 | 1.25
163 | Ellora Time Ltd. Orpat Industrial Estate, Rajkot Highway, Morbi - 363 641 | Suzlon Energy Ltd. | 6.25 | 5 x 1250 | Gut No. 438, 495, 699 of Jarandi, Tal. Tasgaon, 358, 495 of Tisangi, Tal - Kawathemahankal, Dist - Sangli. | 25/03/06 | 3.75 | Sangli | Dhalgaon
[6 empty] | 28/03/06 | 1.25
[6 empty] | 31/03/06 | 1.25
164 | Mahabal Auto Ancillaries Pvt. Ltd. G. M. Ind. Estate, P. B. No. 38, Miraj - 416 410 | Suzlon Energy Ltd. | 1.25 | 1 x 1250 | Gut No. 580 of Birenwadi, Tal - Tasgaon, Dist - Sangli | 25/03/06 | 1.25 | Sangli | Dhalgaon
165 | Gagan Exports B-33, Okhla Industrial Area, Phase-I, New Delhi - 110 020 | Suzlon Energy Ltd. | 1.25 | 1 x 1250 | Gut No. 623 of Birenwadi, Tal - Tasgaon, Dist - Sangli | 25/03/06 | 1.25 | Sangli | Dhalgaon
166 | KPL International Ltd. Indra Prakash, 21, Barakhamba Road, New Delhi - 110 001 | Suzlon Energy Ltd. | 1.25 | 1 x 1250 | Gut No. 598 of Birenwadi, Tal - Tasgaon, Dist - Sangli | 25/03/06 | 1.25 | Sangli | Dhalgaon
167 | Modelama Exports Ltd. 184, Udyog Vihar, Phase-I, Gurgaon, 122 016 (Haryana) | Suzlon Energy Ltd. | 2.5 | 2 x 1250 | Gut No. 632, 629 of Birenwadi, Tal - Tasgaon, Dist - Sangli | 25/03/06 | 2.5 | Sangli | Dhalgaon
168 | R. B. Chemicals & Agro Industries Pvt. Ltd. 703, Dalamal House, 206, Nariman Point, Mumbai - 400 021 | Suzlon Energy Ltd. | 1.25 | 1 x 1250 | Gut No. 602 of Birenwadi, Tal - Tasgaon, Dist - Sangli | 25/03/06 | 1.25 | Sangli | Dhalgaon
169 | Kedia Enterprises 2 Bvenilal's Estate, 4th Floor, Block No. 4, Dr. Atmaram Merchant Road, Bhuleshwar, Mumbai - 400 021 | Suzlon Energy Ltd. | 1.25 | 1 x 1250 | Gut No. 599 of Birenwadi, Tal - Tasgaon, Dist - Sangli | 25/03/06 | 1.25 | Sangli | Dhalgaon
170 | Euro Vista Trading Co. Ltd. 505, Embassy Centre, Nariman Point, Mumbai - 400 021 | Suzlon Energy Ltd. | 1.25 | 1 x 1250 | Gut No. 598 of Birenwadi, Tal - Tasgaon, Dist - Sangli | 25/03/06 | 1.25 | Sangli | Dhalgaon
171 | Jewelex India Pvt. Ltd. 124C Mittal Court, Nariman Point, Mumbai - 400 021 | Suzlon Energy Ltd. | 1.25 | 1 x 1250 | Gut No. 851 of Nagaj, Tal - Tasgaon, Dist - Sangli | 25/03/06 | 1.25 | Sangli | Dhalgaon
172 | Ramniklal S. Gosalia & Co. National House, 608, B. J. Marg, Jacob Cercle, Mumbai - 400 021 | Suzlon Energy Ltd. | 1.25 | 1 x 1250 | Gut No. 601 of Birenwadi, Tal - Tasgaon, Dist - Sangli | 25/03/06 | 1.25 | Sangli | Dhalgaon
173 | Priyata Intercontinental Matulya Centre, # 2, GR FLR, Senapati Bapat Marg, Lower Parel, Mumbai - 400 013 | Suzlon Energy Ltd. | 1.25 | 1 x 1250 | Gut No. 618 of Birenwadi, Tal - Tasgaon, Dist - Sangli | 25/03/06 | 1.25 | Sangli | Dhalgaon
174 | Bengal Beverages Pvt. Ltd. Durgapur Expressway, Dankuni Coal Complex, Hooghly, West Bengal | Suzlon Energy Ltd. | 3.75 | 3 x 1250 | Gut No.124 of Gangapur & Gut No. 241 of Village Mandal Tal - Nandurbar, Dist - Nandurbar | 26/03/06 | 1.25 | Nandurbar | Chakla
[6 empty] | 27/03/06 | 2.5
175 | RTS Power Corporation Ltd. 56, Netaji Subhash Road, Kolkata - 700 001 | Suzlon Energy Ltd. | 1.25 | 1 x 1250 | Gut No. 537 of Mandal, Tal - Nandurbar, Dist - Nandurbar | 26/03/06 | 1.25 | Nandurbar | Chakla
176 | Associated Engineers & Industrials Ltd. 303, Shyam Anukampa, O -11 Ashok Marg, C scheme, Jaipur - 302 001 Rajasthan | Suzlon Energy Ltd. | 1.25 | 1 x 1250 | Gut No. 223/1 of Village Chopale, Tal - Nandurbar, Dist - Nandurbar | 26/03/06 | 1.25 | Nandurbar | Chakla
177 | C. D. Equi Finance (Pvt.) Ltd. 37, Shakespeare Sarani, Kolkata - 700 017 | Suzlon Energy Ltd. | 2.5 | 2 x 1250 | Gut No. 548, 573 of Mandal, Tal - Nandurbar, Dist - Nandurbar | 26/03/06 | 1.25 | Nandurbar | Chakla
[6 empty] | 27/03/06 | 1.25
178 | General Industrial Controls Pvt. Ltd. T - 107 , MIDC, Bhosari, Pune - 411 026 | Suzlon Energy Ltd. | 1.25 | 1 x 1250 | Gut No. 115 of Village Bhone, Tal - Nandurbar, Dist - Nandurbar | 26/03/06 | 1.25 | Nandurbar | Chakla
179 | Shahi Exports Pvt. Ltd. Industrial Plot No. - 1, Sector - 28, Faridabad - 121 008 | Suzlon Energy Ltd. | 5 | 4 x 1250 | Gut No. 125, 64, 8 of Village Gangapur, Tal - Nandurbar, Dist - Nandurbar | 26/03/06 | 2.5 | Nandurbar | Chakla
[6 empty] | 27/03/06 | 2.5
180 | Hind Aluminium B - 1, Tulsi Vihar, Worli Naka, Dr. A. B. Road, Mumbai - 400 004 | Suzlon Energy Ltd. | 1.25 | 1 x 1250 | Gut No. 59 of Village Akhatwade, Tal - Nandurbar, Dist - Nandurbar | 26/03/06 | 1.25 | Nandurbar | Chakla
181 | Associated Aluminium Pvt. Ltd. B - 1, Tulsi Vihar, Worli Naka, Dr. A. B. Road, Mumbai - 400 004. | Suzlon Energy Ltd. | 1.25 | 1 x 1250 | Gut No. 66 of Village Akhatwade, Tal - Nandurbar, Dist - Nandurbar | 26/03/06 | 1.25 | Nandurbar | Chakla
182 | Hercules Hoists Ltd. 110, Menerva Industrial Estate, Mulund (W), Mumbai - 400 080 | Suzlon Energy Ltd. | 1.25 | 1 x 1250 | Gut No. 156 of Village Amkhel, Tal - Sakri, Dist - Dhule | 27/03/06 | 1.25 | Dhule | Brahmanwel
183 | Adhunik Corporation Ltd. Lansdowne Towers, 2/1, Sarat Bose Road, Kolkata - 700 017 | Suzlon Energy Ltd. | 2.5 | 2 x 1250 | Gut No. 199 of Village Brahmanwel, 21/3 of Ranjangaon, Tal - Sakri, Dist - Dhule | 27/03/06 | 2.5 | Dhule | Brahmanwel
184 | Nagreeka Foils Ltd. 7, Kala Bhavan, 3, Mathew Road, Mumbai - 400 004. | Suzlon Energy Ltd. | 1.25 | 1 x 1250 | Gut No. 66/P of Village Akhatwade, Tal & Dist. Nandurbar, | 27/03/06 | 1.25 | Nandurbar | Chakla
185 | Concept Shapers & Electronics Pvt. Ltd. 103, Veera Industrial Estate, Off Link Road, (Behind Monginis Factory), Andheri (W), Mumbai - 400 053 | Suzlon Energy Ltd. | 1.25 | 1 x 1250 | Gut No. 273/2 of Village Chhadwel, Tal - Sakri, Dist - Dhule | 27/03/06 | 1.25 | Dhule | Brahmanwel
186 | Sanjeev Auto-Parts Manufactures Pvt. Ltd. Plot No. C - 4, MIDC, Waluj, Aurangabad - 431 136 | Suzlon Energy Ltd. | 1.25 | 1 x 1250 | Gut No. 160 of Village Mandal, Tal - Nandurbar, Dist - Nandurbar | 27/03/06 | 1.25 | Nandurbar | Chakla
187 | Mansukhlal A. Sanghrajka Sanghrajka House, 4th Floor, Dr. D. B. Marg, Opera House, Mumbai - 400 04. | Suzlon Energy Ltd. | 1.25 | 1 x 1250 | Gut No. 45/P of Village Dhandhane, Tal - Nandurbar, Dist - Nandurbar | 27/03/06 | 1.25 | Nandurbar | Chakla
188 | Rohidas Bhagirath Bhati 380, Shivaji Nagar, Shivalaya Apartments, J. M. Road, Pune - 411 005 | Suzlon Energy Ltd. | 1.25 | 1 x 1250 | Gut No. 73/P of Village Akhatwade, Tal - Nandurbar, Dist - Nandurbar | 27/03/06 | 1.25 | Nandurbar | Chakla
189 | Chaphalkar Brothers City Pride, Hotel Utsav Delux, 692/693, Market Yard Road, Pune - 37 | Suzlon Energy Ltd. | 1.25 | 1 x 1250 | Gut No. 419 of Village Mandal, Tal - Nandurbar, Dist - Nandurbar | 27/03/06 | 1.25 | Nandurbar | Chakla
190 | Mahalaxmi Construction Corporation Ltd. Malati Towers, 223/3, E, Ward S - 1 (B), 2nd Floor, Tarabai Park, Kolhapur - 416 003 | Suzlon Energy Ltd. | 1.25 | 1 x 1250 | Gut No. 152 of Village Akhatwade, Tal - Nandurbar, Dist - Nandurbar | 27/03/06 | 1.25 | Nandurbar | Chakla
191 | Paceman Sales Promotions Pvt. Ltd. 207, Maharshi Devendra Road, 4 th Floor, Room No. 80, Kolkata 700 007 | Suzlon Energy Ltd. | 1.25 | 1 x 1250 | Gut No. 443/2 of Village Chhadwel, Tal - Sakri, Dist - Dhule | 27/03/06 | 1.25 | Dhule | Brahmanwel
192 | Ghodawat Industries (India) Pvt. Ltd. Plot No. 438, A/P. Chipri, Via Jaysingpur 461 101 Tal - Shirol, Dist - Kolhapur | Suzlon Energy Ltd. | 3.75 | 2 x 1250 | Gut No. 136/P, 129/P of Village Bhone Tal. & Dist. Nandurbar & 226 of Village Khori, Tal - Sakri, Dist - Dhule | 27/03/06 | 2.5 | Nandurbar | Chakla
[6 empty] | 29/03/06 | 1.25 | Dhule | Brahmanwel
193 | Kiranben Arunkumar Thakkar 1/5, Koli Samaj Building, Opp. Railway Station, Sewree, (East), Mumbai. | Suzlon Energy Ltd. | 1.25 | 1 x 1250 | Gut No. 128 of Village Vavad, Tal - Nandurbar, Dist - Nandurbar | 27/03/06 | 1.25 | Nandurbar | Chakla
194 | Rajendra Mechanical Industries Ltd. Plot No. 11, Cama Industrial Estate, Goregaon (East), Mumbai - 400 063 | Vestas Wind Technology / K.P. Power | 1.65 | 1 x 1650 | Gut No. 178/A, M.I.D.C. Plot No. SW-2, of Village Brahmanwel, Tal - Sakri, Dist - Dhule | 27/03/06 | 1.65 | Dhule | Brahmanwel
195 | Shekar Engineering Works Pvt. Ltd. 13, Opp. Gnanabharti Entrance, Mysore Road, Banglore - 560 039. | Vestas Wind Technology / K.P. Power | 0.75 | 1 x 750 | Gut No. 178/A, M.I.D.C. Plot No. SW-3, of Village Brahmanwel, Tal - Sakri, Dist - Dhule | 27/03/06 | 0.75 | Dhule | Brahmanwel
196 | Sai Erectors 1199/A/1, Tukaram Paduka Chowk, F. C. Road, Pune | Vestas Wind Technology / K.P. Power | 1.5 | 2 x 750 | Gut No. 178/A, M.I.D.C. Plot No. SW-3, of Village Brahmanwel, Tal - Sakri, Dist - Dhule | 27/03/06 | 0.75 | Dhule | Brahmanwel
[6 empty] | 27/03/06 | 0.75
197 | Sunstar Overseas Ltd. 4119/7, F.F. Naya Bazar, Delhi - 110 006 | Vestas Wind Technology / K.P. Power | 1.65 | 1 x 1650 | Gut No. 178/A, M.I.D.C. Plot No. SW-2, SW-3, of Village Brahmanwel, Tal - Sakri, Dist - Dhule | 27/03/06 | 1.65 | Dhule | Brahmanwel
198 | REI Agro Ltd. 'Everest House', 46-C, Chowringee Road, 15th Floor, R. N. - 15B, Kolkata - 700 071 | Vestas Wind Technology / K.P. Power | 3.3 | 2 x 1650 | Gut No. 178/A, M.I.D.C. Plot No. SW-2, of Village Brahmanwel, Tal - Sakri, Dist - Dhule | 27/03/06 | 3.3 | Dhule | Brahmanwel
199 | Octal Suppiers Pvt. Ltd. 9, Old China Bazar Street, Room No. 42, 3rd Floor, Kolkata - 700 001 | Vestas Wind Technology / K.P. Power | 3.3 | 2 x 1650 | Gut No. 178/A, M.I.D.C. Plot No. SW-2, SW-3, of Village Brahmanwel, Tal - Sakri, Dist - Dhule | 27/03/06 | 3.3 | Dhule | Brahmanwel
200 | REI Agro Ltd. 'Everest House', 46-C, Chowringee Road, 15th Floor, R. N. - 15B, Kolkata - 700 071 | Vestas Wind Technology / K.P. Power | 3.3 | 2 x 1650 | Gut No. 178/A, M.I.D.C. Plot No. SW-2 SW-3, of Village Brahmanwel, Tal - Sakri, Dist - Dhule | 27/03/06 | 3.3 | Dhule | Brahmanwel
201 | Echjay Industries Ltd. 83, Bajaj Bhavan, Nariman Point, Mumbai - 400 021 | Suzlon Energy Ltd. | 1.25 | 1 x 1250 | Gut No. 201/P of Village Amkhel, Tal - Sakri, Dist - Dhule | 27/03/06 | 1.25 | Dhule | Brahmanwel
202 | Tapti Exports 211, The Jewel, 2nd, Floor, Opera House, Mumbai - 400 004 | Suzlon Energy Ltd. | 1.25 | 1 x 1250 | Gut No. 314 of Tisangi, Tal - Kawathemahankal, Dist - Sangli. | 28/03/06 | 1.25 | Sangli | Dhalgaon
203 | Aerolex Cablenet 99/3, N. R. Road, 1st Floor, New Raja Building, Banglore - 560 002 | Suzlon Energy Ltd. | 1.25 | 1 x 1250 | Gut No. 700 of Village Jarandi, Tal. Tasgaon, Dist - Sangli. | 28/03/06 | 1.25 | Sangli | Dhalgaon
204 | Sutaria Brothers 208, The Jewel, M. P. Marg, Opera House, Mumbai - 400 004 | Suzlon Energy Ltd. | 1.25 | 1 x 1250 | Gut No. 515 of Village Dongersoni, Tal - Tasgaon, Dist - Sangli. | 28/03/06 | 1.25 | Sangli | Dhalgaon
205 | Khanna Industrial Pipes Pvt. Ltd. 37, Kavita, 11th Road, Vitthal Nagar Society, JVPD Scheme, Mumbai - 400 049 | Suzlon Energy Ltd. | 1.25 | 1 x 1250 | Gut No. 424/P of Village Jarandi, Tal - Tasgaon, Dist - Sangli. | 28/03/06 | 1.25 | Sangli | Dhalgaon
206 | Cooper Foundry Pvt. Ltd. L - 3, Addl. M.I.D.C., Satara | Enercon (I) Ltd. | 1.6 | 2 x 800 | Gut No. 89, 103 of Village Gudhe, Tal - Shirala, Dist - Sangli | 28/03/06 | 0.8 | Sangli | Gudepanchgani
[6 empty] | 29/03/06 | 0.8
207 | Fashion Suitings Pvt. Ltd. 3, Chhabra Mansion, Pur Road, Bhilwara - 311001 (Rajasthan) | Enercon (I) Ltd. | 0.8 | 1 x 800 | Gut No. 5/P, of Village Berdewadi, Tal - Shirala, Dist - Sangli | 28/03/06 | 0.8 | Sangli | Gudepanchgani
208 | D. J. Malpani 'Malpani House', I. G. Road, Sangamner - 422 605 | Suzlon Energy Ltd. | 2.5 | 2 x 1250 | Gut No. 43 of Village Titane, 74/1A Dhalvalivihir, Tal - Sakri, Dist - Dhule | 29/03/06 | 1.25 | Dhule | Brahmanwel
[6 empty] | 31/03/06 | 1.25
209 | Priyadarshini Polysacks Ltd. F - 41, 1st floor, Trade Center, Station Road, Kolhapur - 416 001 | Suzlon Energy Ltd. | 1.25 | 1 x 1250 | Gut No. 282/3 of Village Chhadwel, Tal - Sakri, Dist - Dhule | 29/03/06 | 1.25 | Dhule | Brahmanwel
211 | Shrachi Securities Ltd. Todi Mansion, P-15 India Exchange Place Extension, Kolkata - 700 073 | Suzlon Energy Ltd. | 2.5 | 2 x 1250 | Gut No. 52 of Village Dhandhane, Tal & Dist - Nandurbar & Gut No. 53/2 of Village Basar, Tal - Sakri, Dist - Dhule | 29/03/06 | 1.25 | Nandurbar | Chakla
[6 empty] | 31/03/06 | 1.25 | Dhule | Bramhanwel
212 | Western Precicast Pvt. Ltd. Gate No. 170, Village Savali, Tal - Miraj, Dist - Sangli. | Suzlon Energy Ltd. | 1.25 | 1 x 1250 | Gut No. 57 of Village Chakala, Tal - Nandurbar, Dist - Nandurbar | 29/03/06 | 1.25 | Nandurbar | Chakla
213 | Rajesh Construction Co. 139, Seksaria Chambers, 2nd Floor, N. M. Road, Fort, Mumbai - 400 023 | Suzlon Energy Ltd. | 2.5 | 2 x 1250 | Gut No. 49 of Village Bhone, & Gut No. 51/P of Village Dhandane, Tal - Nandurbar, Dist - Nandurbar | 29/03/06 | 2.5 | Nandurbar | Chakla
214 | Zaveri & Co. Pvt. Ltd. 'Swagat' C.G. Road, Ellisbridge, Ahmedabad - 380 006 | Suzlon Energy Ltd. | 2.5 | 2 x 1250 | Gut No. 46/66, 46/64 of Village Phopade, Tal - Sakri, Dist - Dhule | 29/03/06 | 2.5 | Dhule | Brahmanwel
215 | Sheetal Manufacturing Co. 1001, Prasad Chambers, Opera House, Mumbai - 400 004 | Suzlon Energy Ltd. | 2.5 | 2 x 1250 | Gut No. 167 of Khori, 46/28 of Village Phopade, Tal - Sakri, Dist - Dhule | 29/03/06 | 2.5 | Dhule | Brahmanwel
216 | Shree Shankar Vijay Saw Mill Anjur Naka, Agra Road, Bhiwandi, Dist - Thane | Suzlon Energy Ltd. | 1.25 | 1 x 1250 | Gut No. 55/2/2 of Village Chhadwel, Tal - Sakri, Dist - Dhule | 29/03/06 | 1.25 | Dhule | Brahmanwel
217 | Bhansali Diamonds 82, Laxmi Vilas, 87, Nepean Sea Road, Mumbai - 400 006 | Suzlon Energy Ltd. | 1.25 | 1 x 1250 | Gut No. 46/10 of Village Phopade, Tal - Sakri, Dist - Dhule | 29/03/06 | 1.25 | Dhule | Brahmanwel
218 | Kandhari Beverages Pvt. Ltd. # 4, Kishan Nagar, Lawrence Road, Amritsar, (Punjab) | Suzlon Energy Ltd. | 5 | 4 x 1250 | Gut No. 46/22/2, 46/92, 46/83, 46/90b, 46/P of Village Phopade, Tal - Sakri, Dist - Dhule | 29/03/06 | 5 | Dhule | Brahmanwel
219 | Pravin Masalewale 44, Hadapsar Industrial Estate, Pune - 411 013 | Suzlon Energy Ltd. | 1.25 | 1 x 1250 | Gut No. 108 of Village Bhone, Tal & Dist - Nandurbar | 29/03/06 | 1.25 | Nandurbar | Chakla
220 | Hermes Electonics P. Ltd 102, Sagar Ratan Indi Premices, Plot No. D-265, TTC Area, MIDC Thane Belapur Road, Turbhe Naka, Navi Mumbai - 400 705 | Suzlon Energy Ltd. | 1.25 | 1 x 1250 | Gut No. 46 of Phopade, Tal. Sakri, Dist. Dhule | 29/03/06 | 1.25 | Dhule | Brahmanwel
221 | Parakh Agro Industries Ltd. Parakh House, Plot No. 1& 2, Market Yard, Gultekadi, Pune - 411 037 | Vestas Wind Technology / K.P. Power | 1.65 | 1 x 1650 | Gut No. 178/A, M.I.D.C. Plot No. SW-3, of Village Brahmanwel, Tal - Sakri, Dist - Dhule | 29/03/06 | 1.65 | Dhule | Brahmanwel
222 | V. M. Salgaonkar & Bro. Pvt. Ltd. 'Salgaonkar House', Off Francisco Luis Gomes Road, Post Box No. 14, Vasco-Da-Gama, Goa - 403 802 | Vestas Wind Technology / K.P. Power | 3.3 | 2 x 1650 | Gut No. 178/A, M.I.D.C. Plot No. SW-3, of Village Brahmanwel, Tal - Sakri, Dist - Dhule | 29/03/06 | 3.3 | Dhule | Brahmanwel
223 | Sun Irrigation Systems Pvt. Ltd. C/o. S. K. Parik, 10/276, Kapad Market, P. B. No. 162, P.O. ICHALKARANJI 416 115 Dist - Kolhapur | Suzlon Energy Ltd. | 0.6 | 1 x 600 | Gut No. 78 of Village Shelkewadi, Tal - Kawathemahankal, Dist - Sangli. | 30/03/06 | 0.6 | Sangli | Dhalgaon
224 | Track Innovation (I) P. Ltd. S 66, L.G. Floor, Greater Kailash Part - I, New Delhi - 110 048 | Suzlon Energy Ltd. | 0.6 | 1 x 600 | Gut No. 77 of village Shelkewadi, Tal. Kawathemahakal Dist. Sangli | 30/03/06 | 0.6 | Sangli | Dhalgaon
225 | Famy Care Ltd. Brady House, 3rd Floor, 12/14, Veer Nariman Road, Fort, Mumbai - 400 001 | Suzlon Energy Ltd. | 1.25 | 1 x 1250 | Gut No. 418 of Dhaiwadi, Tal - Tasgaon, Dist - Sangli. | 31/03/06 | 1.25 | Sangli | Dhalgaon
226 | Ankur Textiles Vishnu Chambers, Shahu Corner, ICHHALKARANJI 416 115 Dist - Kolhapur | Suzlon Energy Ltd. | 0.6 | 1 x 600 | Gut No. 82 of Village Shelkewadi, Tal - Kawathemahankal Dist - Sangli. | 30/03/06 | 0.6 | Sangli | Dhalgaon
227 | Mahavir Global Coal Ltd. No. 7, Nawab Apartments, 1st Floor, Nawab Layout, Tilaknagar, Nagpur - 440 010 | Suzlon Energy Ltd. | 2.5 | 2 x 1250 | Gut No. 152/1, 157/1 of Village Vavad, Tal - Nandurbar, Dist - Nandurbar | 31/03/06 | 2.5 | Nandurbar | Chakla
228 | Shairu Gems 602/603, Prasad Chambers, Opera House, Mumbai - 400 004 | Suzlon Energy Ltd. | 1.25 | 1 x 1250 | Gut No. 46/13 of Village Phopade, Tal - Sakri, Dist - Dhule | 31/03/06 | 1.25 | Dhule | Brahmanwel
229 | Kajaria Plus Ltd. J1/B1, Extn. Mohan Co-op. Indl. Estate, Mathura Road, Badarpur, New Delhi - 44 | Suzlon Energy Ltd. | 1.25 | 1 x 1250 | Gut No. 105/P of Village Akhatwade, Tal - Nandurbar, Dist - Nandurbar | 31/03/06 | 1.25 | Dhule | Brahmanwel
230 | R.T. Diamond Pvt. Ltd. 714/715, Prasad Chambers, Opera House, Mumbai - 400 004 | Suzlon Energy Ltd. | 1.25 | 1 x 1250 | Gut No. 46/14 of Village Phopade, Tal - Sakri, Dist - Dhule | 31/03/06 | 1.25 | Dhule | Brahmanwel
231 | Winro Commercial (I) Ltd. 15, Chittaranjan Avenue, 4th Floor, KOLKATTA - 700 072 | Suzlon Energy Ltd. | 1.25 | 1 x 1250 | Gut No. 127 of Village Vavad, Tal - Nandurbar, Dist - Nandurbar | 31/03/06 | 1.25 | Nandurbar | Chakla
232 | Manav Promoters Pvt. Ltd. 101, Sigma House, Senapati Bapat Marg, Pune - 411 014 | Suzlon Energy Ltd. | 1.25 | 1 x 1250 | Gut No. 199 of Village Tillali, Tal - Nandurbar, Dist - Nandurbar | 31/03/06 | 1.25 | Nandurbar | Chakla
233 | Shri Tradco India Koik Bldg., Near Sarvoday Niketan Chowk, Ichalkaranji - 416 115 Dist - Kolhapur. | Suzlon Energy Ltd. | 1.25 | 1 x 1250 | Gut No. 427 of Village Titane, Tal - Sakri, Dist - Dhule | 31/03/06 | 1.25 | Dhule | Brahmanwel
234 | Shri Tradco India Koik Bldg., Near Sarvoday Niketan Chowk, Ichalkaranji - 416 115 Dist - Kolhapur. | Suzlon Energy Ltd. | 1.25 | 1 x 1250 | Gut No. 113 of Village Bhone, Tal - Nandurbar, Dist - Nandurbar | 31/03/06 | 1.25 | Nandurbar | Chakla
235 | Topaz Investments Pvt. Ltd. 9, Lingaraju Chowk, 3rd Floor, Gandhi Bazar, Basavanagudi, Banglore -4 | Suzlon Energy Ltd. | 1.25 | 1 x 1250 | Gut No. 21/P of Village Ranjangaon, 112 of Titane, Tal - Sakri, Dist - Dhule | 31/03/06 | 1.25 | Dhule | Brahmanwel
236 | Gautamkumar & Co. 347-A, Panchratna, Opera House, Mumbai - 400 004 | Suzlon Energy Ltd. | 1.25 | 1 x 1250 | Gut No. 146 of Village Mandal, Tal - Nandurbar, Dist - Nandurbar | 31/03/06 | 1.25 | Nandurbar | Chakla
237 | C. Dinesh & Co. 816/817, Prasad Chambers, Opera House, Mumbai - 400 004 | Suzlon Energy Ltd. | 1.25 | 1 x 1250 | Gut No. 111 of Village Akhatwade, Tal - Nandurbar, Dist - Nandurbar | 31/03/06 | 1.25 | Nandurbar | Chakla
238 | Perfo Chem (India) Pvt. Ltd. 205-A, Neelam Centre, 2nd Floor, 249-B, Hind Cycle Road, Behind, Glaxo, Worli, Mumbai. | Suzlon Energy Ltd. | 1.25 | 1 x 1250 | Gut No. 169/P of Village Valve, Tal - Sakri, Dist - Dhule | 31/03/06 | 1.25 | Dhule | Brahmanwel
239 | Aarrti Impex 20, Shreeji Plaza, Tata Road, No. 1, Opera House, Mumbai - 400 004 | Suzlon Energy Ltd. | 1.25 | 1 x 1250 | Gut No. 172 of Village Khori, Tal - Sakri, Dist - Dhule | 31/03/06 | 1.25 | Dhule | Brahmanwel
240 | Rupa & Co. Ltd. 1, Ho-Chi-Minh Sarani, Metro Tower, 8th Floor, KOLKATTA - 700 071 | Suzlon Energy Ltd. | 1.25 | 1 x 1250 | Gut No. 37 of Village Dhandane, Tal - Nandurbar, Dist - Nandurbar | 31/03/06 | 1.25 | Nandurbar | Chakla
241 | K. J. Jadhav 408/10, Purandar Complex, 3rd Floor, Mukund Nagar, Pune - 411 037 | Suzlon Energy Ltd. | 1.25 | 1 x 1250 | Gut No. 130 of Village Bhone, Tal - Nandurbar, Dist - Nandurbar | 31/03/06 | 1.25 | Nandurbar | Chakla
242 | Economic Explosives Ltd. 11, Zade Layout, Bharat Nagar, Nagpur - 440 033 | Suzlon Energy Ltd. | 1.25 | 1 x 1250 | Gut No. 111/1 of Village Vavad, Tal - Nandurbar, Dist - Nandurbar | 31/03/06 | 1.25 | Nandurbar | Chakla
243 | Saroj Iron Industries C-25, M.I.D.C. Shiroli, Kolhapur. | Suzlon Energy Ltd. | 1.25 | 1 x 1250 | Gut No. 131/2 of Village Amkhel , Tal - Sakri, Dist - Dhule | 31/03/06 | 1.25 | Dhule | Brahmanwel
244 | Syntex Corporation Ltd. 116, Mekar Chamber III, Mumbai - 400 021 | Suzlon Energy Ltd. | 1.25 | 1 x 1250 | Gut No. 68/P of Village Amkhel , Tal - Sakri, Dist - Dhule | 31/03/06 | 1.25 | Dhule | Brahmanwel
245 | West - Coast Wind Energy Pvt. Ltd. 229/230, Arun Chambers, Tardeo, Mumbai - 400 034 | Vestas Wind Technology / K.P. Power | 1.65 | 1 x 1650 | Gut No. 178/A, M.I.D.C. Plot No. SW-1, of Village Brahmanwel, Tal - Sakri, Dist - Dhule | 31/03/06 | 1.65 | Dhule | Brahmanwel
246 | Bharati Shipyard Ltd. 302, Wakefield House, 3rd Floor, Sprott Road, Ballard Estate, Mumbai - 400 038. | Vestas Wind Technology / K.P. Power | 1.65 | 1 x 1650 | Gut No. 178/A, M.I.D.C. Plot No. SW-3, of Village Brahmanwel, Tal - Sakri, Dist - Dhule | 31/03/06 | 1.65 | Dhule | Brahmanwel
247 | Balar Exports Balar Bldg. L. H. Road, Surat. | Suzlon Energy Ltd. | 1.25 | 1 x 1250 | Gut No. 481 of Village Tisangi, Tal Kawathemahankal, Dist - Sangli. | 31/03/06 | 1.25 | Sangli | Dhalgaon
248 | Polar Star 247/247E, Panchratna, Opera House, Mumbai - 400 004 | Suzlon Energy Ltd. | 1.25 | 1 x 1250 | Gut No. 304 of Tisangi, Tal. Kawathemahankal Dist. Sangli | 31/03/06 | 1.25 | Sangli | Dhalgaon
249 | Jewelex Bombay Pvt. Ltd. G29, Gem & Jewellery Complex 3, Seepz, Andheri East, Mumbai - 400 021. | Suzlon Energy Ltd. | 1.25 | 1 x 1250 | Gut No. 474 of Dhaiwadi, Tal. Tasgaon, Dist. Sangli | 31/03/06 | 1.25 | Sangli | Dhalgaon
250 | S. G. Associates S. N. 18/1 Kothrud, Pune - 411 029. | Suzlon Energy Ltd. | 0.6 | 1 x 600 | Gut No. 255 of village Kundalapur Tal, Kawathemahankal Dist. Sangli | 31/03/06 | 0.6 | Sangli | Dhalgaon
251 | Vandana Textiles Vishnu Chambers, Shahu Corner, ICHALKARANJI - 416 115 Dist. Kolhapur | Suzlon Energy Ltd. | 0.6 | 1 x 600 | Gut No. 221 of Kundalapur, Kavthemahankal Dist. Sangli | 31/03/06 | 0.6 | Sangli | Dhalgaon
252 | Shree Panchganga Agro Impex Pvt. Ltd. Gat No. 559, Pune-Nagar Road, Wagholi, Pune - 412 207 | Suzlon Energy Ltd. | 0.6 | 1 x 600 | Gut No. 97 at Shelkewadi, Tal. Kawathemahakal, Dist. Sangli | 31/03/06 | 0.6 | Sangli | Dhalgaon
253 | Jathar Textiles Pvt. Ltd. Ganesh Nagar, 6th Lane, Gat No. 747/1, plot No. 32/33/34/35, Post Ganganagar, Ichalkaranji - 416 116 | Suzlon Energy Ltd. | 0.6 | 1 x 600 | Gut No. 224 at Kundlapur, Tal. Kawathemahankal Dist. Sangli | 31/03/06 | 0.6 | Sangli | Dhalgaon
254 | Prithvi Exports 10/174, Rajesh Bhavan, Ichalkaranji - 416 115, Dist. Kolhapur | Suzlon Energy Ltd. | 0.6 | 1 x 600 | Gut No. 128 of Kundlapur, Tal. Kawthemahankal, Dist. Sangli | 31/03/06 | 0.6 | Sangli | Dhalgaon
255 | Pragati Agemcies Vishnu Chambers, Shahu Corner, Ichalkaranji 416 115 Dist. Kolhapur | Suzlon Energy Ltd. | 1.25 | 1 x 1250 | Gut No. 460 of Dahiwadi, Tal. Tasgaon, Dist. Sangli | 31/03/06 | 1.25 | Sangli | Dhalgaon
256 | B. S. Channabasappa & Sons # 1194, Kalikadevi Road, Davangere - 577 001. | Suzlon Energy Ltd. | 1.25 | 1 x 1250 | Gut No. 359 of Tisangi, Tal. Kawathemahankal Dist. Sangli | 31/03/06 | 1.25 | Sangli | Dhalgaon
257 | Arvind Dyeing & Bleaching Mills Pvt. Ltd. "Arvind House", 30, Old Industrial Estate, Ichalkaranji. | Suzlon Energy Ltd. | 1.25 | 1 x 1250 | Gut No. 353/P of village Tisangi, Tal. Kawathemahankal Dist. Sangli | 31/03/06 | 1.25 | Sangli | Dhalgaon
258 | Punit Construction Co. Agrawal Residency, Shankar Lane, Kandivali - West, Mumbai - 400 067. | Suzlon Energy Ltd. | 1.25 | 1 x 1250 | Gut No. 488/P of village Tisangi, Tal. Kawathemahankal Dist. Sangli | 31/03/06 | 1.25 | Sangli | Dhalgaon
|  |  | 543.45 |  |  |  | 543.45

## 2006-07
2006-2007
Sr. No. | Name of Investor | Developer | Capacity MW |  | Gut No. & Village | Commissined Capacity & Date |  | District | Site
|  |  | MW | No. of M/c |  | Date | MW
1 | Parakh Agro Industries Ltd. Parakh House, Plot No. 1& 2, Market Yard, Gultekadi, Pune - 411 037 | Vestas Wind Technology / K.P. Power | 1.65 | 1 x 1650 | Gut No. 178/A, M.I.D.C. Plot No. SW-3, of Village Brahmanwel, Tal - Sakri, Dist - Dhule | 2006-04-01 | 1.65 | Dhule | Brahmanwel
2 | Shalimar Hotel Pvt. Ltd. August Kranti Marg, Mumbai | Enercon (I) Ltd. | 0.8 | 1 x 800 | Gut No. 6/P of village Berdewadi, Tal. Shirala, Dist. Sangli | 30/04/06 | 0.8 | Sangli | Gudepanchgani
3 | Avinash N. Bhosale "Bhosale Pavilion" 759/34, Bhandarkar Road, Pune - 04 | Enercon (I) Ltd. | 1.6 | 2 x 800 | Gut No. 10/P, 11/P, 12/P of village Yeslewadi, Gut No. 25/P Bahastewadi, 90, 91/P of Gudhe Tal. Shirala, Dist. Sangli | 30/04/06 | 1.6 | Sangli | Gudepanchgani
4 | Avinash N. Bhosale "Bhosale Pavilion" 759/34, Bhandarkar Road, Pune - 04 | Enercon (I) Ltd. | 2.4 | 3 x 800 | Gut No. 37/P, 8/1 of village Berdewadi, Tal. Shirala, Dist. Sangli | 30/04/06 | 1.6 | Sangli | Gudepanchgani
[6 empty] | 17/05/06 | 0.8
5 | Avinash Constrution "Bhosale Pavilion" 759/34, Bhandarkar Road, Pune - 04 | Enercon (I) Ltd. | 0.8 | 1 x 800 | Gut No. 24/P of village Bastewadi, Tal. Shirala, Dist. Sangli | 30/04/06 | 0.8 | Sangli | Gudepanchgani
6 | Sun-N-Sand Hotel Pvt. Ltd 39, Juhu Beach, Mumbai | Enercon (I) Ltd | 0.8 | 1 x 800 | Gut No. 89/1 Gudhe, 2/P of Berdewadi Tal. Shirala, Dist. Sangli | 30/04/06 | 0.8 | Sangli | Gudepanchgani
7 | Topaz Investments Pvt. Ltd. 9, Lingaraju Chowk, 3rd Floor, Gandhi Bazar, Basavanagudi,Banglore -4 | Suzlon Energy Ltd. | 1.25 | 1 x 1250 | Gut No. 21/P of Village Ranjangaon, 112 of Titane, Tal - Sakri, Dist - Dhule | 2006-05-11 | 1.25 | Dhule | Brahmanwel
8 | Kandhari Beverages Pvt. Ltd. # 4, Kishan Nagar, Lawrence Road, Amritsar, (Punjab) | Suzlon Energy Ltd. | 1.25 | 1 x 1250 | Gut No. 46/22/2, 46/92, 46/83, 46/90b, 46/P of Village Phopade, Tal - Sakri, Dist - Dhule | 2006-05-11 | 1.25 | Dhule | Brahmanwel
9 | Dr. D. H. Patel Patel Nursing Home, 101-B, Vishal Apartment, Sir M.V. Road, Andheri (E), Mumbai | Suzlon Energy Ltd. | 1.25 | 1 x 1250 | Gut No.472/2B of village Titane, Tal. Sakri, Dist. Dhule | 2006-05-11 | 1.25 | Dhule | Brahmanwel
10 | Acknit Knitting Ltd. 817, Krishna, 224/64, Bose Road, Kolkata | Suzlon Energy Ltd. | 1.25 | 1 x 1250 | Gut No. 448 of Chhadwel, Tal. Sakri, Dist. Dhule | 2006-05-11 | 1.25 | Dhule | Brahmanwel
11 | GPT Healthcare Pvt. Ltd. DD-6, Salt Lake City, Sector - I, Kolkatta | Suzlon Energy Ltd. | 1.25 | 1 x 1250 | Gut No. 463 of village Titane, Tal. Sakri, Dist. Dhule | 2006-05-11 | 1.25 | Dhule | Brahmanwel
12 | Himadri Chemicals & Industires Ltd. 23A, Nataji Subhas Road, 8th Floor, Suite No. 15, Kolkata - 700 017 | Suzlon Energy Ltd. | 2.5 | 2 x 1250 | Gut No. 58/P of village Amkhel, Gut No. 458 of village Titane, Tal. Sakri, Dist. Dhule | 2006-05-11 | 2.5 | Dhule | Brahmanwel
13 | Marudhar Fashions 8, Cama Indl. Estate, Sun Mill Compound, Lower Parel, Mumbai - 400 013. | Suzlon Energy Ltd. | 1.25 | 1 x 1250 | Gut No. 169/P of village Valve, Tal. Sakri, Dist. Dhule | 2006-05-11 | 1.25 | Dhule | Brahmanwel
14 | Amar Associates 64, New Bardan Lane, Mumbai - 400 003. | Suzlon Energy Ltd. | 1.25 | 1 x 1250 | Gut No. 27/P of village Dhandhane, Tal. & Dist. Nandurbar. | 2006-05-11 | 1.25 | Nandurbar | Chakla
15 | Sonai Engineering P. Ltd. Plot No. 21, MIDC, Shiroli Kolhapur - 416 122 | Suzlon Energy Ltd. | 1.25 | 1 x 1250 | Gut No. 21/4 of village Ranjangaon, Tal. Sakri, Dist. Dhule | 2006-05-11 | 1.25 | Dhule | Brahmanwel
16 | Gem Laboratores Pvt. Ltd. 22, II Floor, Pamadi Towers, 1st Main Road, Gandinagar, Bangalore - 566 009 | Suzlon Energy Ltd. | 1.25 | 1 x 1250 | Gut No. 63/P of village Amkel, Tal. Sakri, Dist. Dhule | 2006-05-11 | 1.25 | Dhule | Brahmanwel
|  |  | 1.25 | 1 x 1250 | Gut No. 138 forest compartment No. 442 of village Panhalipada, Tal. Sakri, Dist. dhule | 16/08/06 | 1.25 | Dhule | Brahmanwel
17 | Sun-N-Sand Hotel Pvt. Ltd 39, Juhu Beach, Mumbai | Enercon (I) Ltd | 0.8 | 1 x 800 | Gut No. 89/1 Gudhe, 2/P of Berdewadi Tal. Shirala, Dist. Sangli | 17/05/06 | 0.8 | Sangli | Gudepanchgani
18 | Fashion Suitings Pvt. Ltd. 3, Chhabra Mansion, Pur Road, Bhilwara (Rajasthan) | Enercon (I) Ltd. | 0.8 | 1 x 800 | Gut No. 7/P of village Berdewadi, Tal. Shirala, Dist. Sangli | 17/05/06 | 0.8 | Sangli | Gudepanchgani
19 | Naren Traders & Consultants, 51/4, MIDC Area, Satpur, Nashik - 422 007 | Suzlon Energy Ltd. | 0.6 | 1 x 600 | Gut No. 199 of Kundlapur, Tal. Kawathemahankal Dist. Sangli | 19/05/06 | 0.6 | Sangli | Dhalgaon
20 | Sushila Overseas Laxmi Market, Deoli Dist. Tonk, Rajasthan | Suzlon Energy Ltd. | 0.6 | 1 x 600 | Gut No. 51 of Shelkewadi, Tal. Kawthemahankal Sangli | 19/05/06 | 0.6 | Sangli | Dhalgaon
21 | B. C. Chandrashekar, C/o. B. S. C. Textiles 1189, Kalikadevi Road, Davangere - 577 001 | Suzlon Energy Ltd. | 0.6 | 1 x 600 | Gut No. 226 of Village Kundlapur, Tal - Kawathemahankal, Dist - Sangli. | 19/05/06 | 0.6 | Sangli | Dhalgaon
22 | B .C. Shivakumar, C/o. B. S. C. Textiles 1189, Kalikadevi Road, Davangere - 577 001 | Suzlon Energy Ltd. | 0.6 | 1 x 600 | Gut No. 137 of Village Garjewadi, Tal - Kawathemahankal, Dist - Sangli. | 19/05/06 | 0.6 | Sangli | Dhalgaon
23 | Metal Link Alloys Ltd. Plot No. 67 & 68, Panchali Udyog Nagar, Bhimpore - 396 210 | Suzlon Energy Ltd. | 1.25 | 1 x 1250 | Gut No. 76/P of Village Amkhel , Tal - Sakri, Dist - Dhule | 26/05/06 | 1.25 | Dhule | Brahmanwel
24 | Electrolites (Power) Pvt. Ltd. 122, Navjeevan Complex, 29, Station Road, JAIPUR 302 006 | Suzlon Energy Ltd. | 0.6 | 1 x 600 | Gut No. 214 of Village Kundlapur, Tal - Kawathemahankal, Dist - Sangli. | 27/05/06 | 0.6 | Sangli | Dhalgaon
25 | Roshani Energy, E-30/31, Sumit Plaza, Gultekadi, Market Yard, Pune - 411 037 | Suzlon Energy Ltd. | 0.6 | 1 x 600 | Gut No. 170 of Village Tisangi, Tal Kawathemahankal, Dist - Sangli. | 27/05/06 | 0.6 | Sangli | Dhalgaon
26 | Sagar Agencies Pvt. Ltd. 'Firdos' B Mehta Road, Shahibaug, AHMEDABAD - | Suzlon Energy Ltd. | 0.6 | 1 x 600 | Gut No. 63 of Village Tisangi, Tal Kawathemahankal, Dist - Sangli. | 31/05/06 | 0.6 | Sangli | Dhalgaon
27 | Dhoot Compack Ltd. D-88, MIDC, Ahmednagar. | Suzlon Energy Ltd. | 1.25 | 1 x 1250 | Gut No. 468 of Village Dahiwadi, Tal - Tasgaon, Dist - Sangli | 31/05/06 | 1.25 | Sangli | Dhalgaon
28 | Delta Enterprises Crescent Chambers, 1st Floor, Tamarind Lane, Fort, Mumbai - 400 023. | Enercon (I) Ltd. | 1.6 | 2 x 800 | Gut No. 5/P, 6/P of village Berdewadi & Gut No. 83/P gudhe, Tal, Shirala, Dist. Sangli | 15/06/06 | 0.8 | Sangli | Gudepanchgani
[6 empty] | 15/06/06 | 0.8
29 | Avinash N. Bhosale "Bhosale Pavilion" 759/34, Bhandarkar Road, Pune - 04 | Enercon (I) Ltd. | 0.8 | 1 x 800 | Gut No. 10/P, 11/P, 12/P of village Yeslewadi, Gut No. 25/P Bahastewadi, 90, 91/P of Gudhe Tal. Shirala, Dist. Sangli | 15/06/06 | 0.8 | Sangli | Gudepanchgani
30 | Cooper Foundry Pvt. Ltd. L - 3, Addl. M.I.D.C., Satara | Enercon (I) Ltd. | 0.8 | 1 x 800 | Gut No. 89, 103 of Village Gudhe, Tal - Shirala, Dist - Sangli | 15/06/06 | 0.8 | Sangli | Gudepanchgani
31 | Sunland Metal Recycling Industires R. No. 31, 1st Floor, Anand Bldg. Fanas Wadi, Mumbai - 400 002 | Suzlon Energy Ltd. | 0.6 | 1 x 600 | Gut No. 53 of Village Garjewadi, Tal - Kawathemahankal, Dist - Sangli. | 21/06/06 | 0.6 | Sangli | Dhalgaon
32 | Arvind Dyeing & Bleaching Mills Pvt. Ltd. Hatkanangale, Vishnu Chambers, Shahu Corner, Ichalkaranji - 416 116 | Suzlon Energy Ltd. | 0.6 | 1 x 600 | Gut No. 969 of Village Nagaj, Tal - Kawathemahankal Dist - Sangli. | 21/06/06 | 0.6 | Sangli | Dhalgaon
33 | Arvind Cotsyn (I) Ltd. Plot No. 1-12, Ph-II, Sector-A, Shri Laxmi Co-Op. Industrial Estate, Hatkanangale - 416 109 | Suzlon Energy Ltd. | 0.6 | 1 x 600 | Gut No. 161 of Village Tisangi, Tal Kawathemahankal, Dist - Sangli. | 21/06/06 | 0.6 | Sangli | Dhalgaon
34 | Umang Textiles, Vishnu Chambers, Shahu Corner, ICHALKARANJI - 416 115 | Suzlon Energy Ltd. | 0.6 | 1 x 600 | Gut No. 957 of Village Nagaj, Tal - Kawathemahankal, Dist - Sangli. | 21/06/06 | 0.6 | Sangli | Dhalgaon
35 | Priyadarshini Polysacks Ltd. F - 41, 1st floor, Trade Center, Station Road, Kolhapur - 416 001 | Suzlon Energy Ltd. | 1.2 | 2 x 600 | Gut No. 63, 160 of Village Tisangi, Tal Kawathemahankal Dist - Sangli. | 21/06/06 | 1.2 | Sangli | Dhalgaon
36 | Sun-N-Sand Hotel Pvt. Ltd 39, Juhu Beach, Mumbai | Enercon (I) Ltd | 1.6 | 2 x 800 | Gut No. 91 Gudhe, 10/P Yesalewadi Tal. Shirala, Dist. Sangli | 28/06/06 | 1.6 | Sangli | Gudepanchgani
37 | Avinash N. Bhosale "Bhosale Pavilion" 759/34, Bhandarkar Road, Pune - 04 | Enercon (I) Ltd. | 0.8 | 1 x 800 | Gut No. 10/P, 11/P, 12/P of village Yeslewadi, Gut No. 25/P Bahastewadi, 90, 91/P of Gudhe Tal. Shirala, Dist. Sangli | 28/06/06 | 0.8 | Sangli | Gudepanchgani
38 | Gujarat JHM Hotels Ltd Nr. Ambika Niketan, Athwa Lines, Surat | Enercon (I) Ltd | 0.8 | 1 x 800 | Gut No. 86 of Gudhe, Tal. Sirala, Dist. Sangli | 28/06/06 | 0.8 | Sangli | Gudepanchgani
39 | Rathi Dyechem Pvt. Ltd. Vrundali Block No. 1, 851/2, Bhandarkar Inst. Road, Deccan Gymkhana, Pune - 411 004. | Suzlon Energy Ltd. | 0.6 | 1 x 600 | Gut No. 137 of Village Garjewadi, Tal - Kawathemahankal, Dist - Sangli. | 30/06/06 | 0.6 | Sangli | Dhalgaon
40 | Arvind Cotsyn (I) Ltd. Plot No. 1-12, Ph-II, Shri Laxmi Co-Op. Industrial Estate, Hatkanangale - 416 109 Dist - Kolhapur | Suzlon Energy Ltd. | 1.25 | 1 x 1250 | Gut No. 237 of Village Dhondewadi, Tal - Khanapur, Dist - Sangli. | 2006-07-06 | 1.25 | Sangli | Dhalgaon
41 | Signet Overseas Ltd. 316, Midas Bldg. Sahar Plaza Complex, Andheri - Kurla Road, Andheri (W), Mumbai - 400 059 | Suzlon Energy Ltd. | 0.6 | 1 x 600 | Gut No. 969 of Village Nagaj, Tal - Kawathemahankal, Dist - Sangli. | 2006-07-06 | 0.6 | Sangli | Dhalgaon
42 | AD-Manum Finance Ltd. Agarwal House, 2nd Floor, 5, Yeshwant Colony, Indore - 452 003 | Suzlon Energy Ltd. | 0.6 | 1 x 600 | Gut No. 51 of Village Shelkewadi, Tal - Kawathemahankal, Dist - Sangli. | 2006-07-06 | 0.6 | Sangli | Dhalgaon
43 | S. J. Exports Prithvi Apartment, B-2, 3rd Floor, Altamount Road, Mumbai - 400 026 | Suzlon Energy Ltd. | 1.25 | 1 x 1250 | Gut No. 333 of Village Tisangi, Tal Kawathemahankal, Dist - Sangli. | 2006-07-11 | 1.25 | Sangli | Dhalgaon
44 | Sun-N-Sand Hotel Pvt. Ltd 39, Juhu Beach, Mumbai | Enercon (I) Ltd | 1.6 | 2 x 800 | Gut No. 81, 89, 103, 104 of village Gudhe, Gut No. 24/P of village Bastewadi, Gut No. 9/P of village Berdewadi, Gut No. 85/38, 85/35, 85/17, 85/36, 85/37, 85/4, 85/9, 85/3, Kharale Tal. Shirala, Dist. Sangli | 14/07/06 | 1.6 | Sangli | Gudepanchgani
45 | Global Software 7, Nagin Maha, 82 V. N. Road, Churchgate, Mumbai - 400 020 | Suzlon Energy Ltd. | 0.6 | 1 x 600 | Gut No. 177 of Village Shelkewadi, Tal - Kawathemahankal, Dist - Sangli. | 18/07/06 | 0.6 | Sangli | Dhalgaon
46 | Venkateswara Wires Pvt. Ltd. 302, Navjeevan Chambers, Vinoba Marg, M. I. Road, Jaipur - 302 200 | Suzlon Energy Ltd. | 0.6 | 1 x 600 | Gut No. 160 of Village Tisangi, Tal Kawathemahankal, Dist - Sangli. | 18/07/06 | 0.6 | Sangli | Dhalgaon
47 | Hercules Hoists Ltd. 110, Menerva Industrial Estate, Mulund (W), Mumbai - 400 080 | Suzlon Energy Ltd. | 1.25 | 1 x 1250 | Gut No. 177 & Forest Compartment No. 424 of Village Khori, Tal - Sakri, Dist - Dhule. | 28/07/06 | 1.25 | Dhule | Brahmanwel
48 | Ess Gee Real Estate Developers (P) Ltd. 85, Mittal Chambers, Nariman Point, Mumbai - 400 021. | Suzlon Energy Ltd. | 2.5 | 2 x 1250 | Gut No. 177 & Forest Compartment No. 424 of Village Khori, Tal - Sakri, Dist - Dhule. | 28/07/06 | 1.25 | Dhule | Brahmanwel
[6 empty] | 31/07/06 | 1.25
49 | Preetam Enterprises 1325/91, Shivaji Udyamnagar, Kolhapur - 416 008 | Suzlon Energy Ltd. | 0.6 | 1 x 600 | Gut No. 54 of Village Wagholi, Tal - Kawathemahankal, Dist - Sangli. | 31/07/06 | 0.6 | Sangli | Dhalgaon
50 | Ambika Auto Sales and Service H. O. N. H. No. 8, Amboli, Kathor, Tal. Kamrej. Dist - Surat | Suzlon Energy Ltd. | 1.25 | 1 x 1250 | Gut No. 406 of Village Jarandi, Tal Tasgaon, Dist - Sangli. | 31/07/06 | 1.25 | Sangli | Dhalgaon
51 | Salora International Ltd. 201, Sumer Kendra, Pandurang Budhkar Marg, Worli, Mumbai - 400 018. | Suzlon Energy Ltd. | 6.25 | 5 x 1250 | Gut No. 59, 1 & Compartment No. 435A, 435B of Petale, Gut No. 138 & Compartment No. 442 of Panhalipada, Gut No. 16 & Compartment No. 454 of Isarde, Tal - Sakri, Dist - Dhule | 31/07/06 | 1.25 | Dhule | Brahmanwel
[6 empty] | 2006-08-01 | 3.75
[6 empty] | 2006-08-03 | 1.25
52 | CTR Manufacturing Ltd. Nagar Road, Pune - 411 014 | Suzlon Energy Ltd. | 1.25 | 1 x 1250 | Gut No. 237 of Village Dhondewadi, Tal - Khanapur, Dist - Sangli. | 31/07/06 | 1.25 | Sangli | Dhalgaon
53 | Ghodawat Industries (India) Pvt. Ltd. Plot No. 438, A/P. Chipri, Via Jaysingpur 461 101 Tal - Shirol, Dist - Kolhapur | Suzlon Energy Ltd. | 3.75 | 3 x 1250 | Gut No. 16 & Forest Compartment No. 143 & 441 of Village Isharde, Tal - Sakri, Dist - Dhule | 2006-08-01 | 2.5 | Dhule | Brahmanwel
[6 empty] | 2006-08-03 | 1.25
54 | Raj Infrastructure Developers F - 3, Himali Apartment Near Mhatre Bridge, Erandwane, Pune | Suzlon Energy Ltd. | 1.25 | 1 x 1250 | Gut No. 90 of Forest Compartment No. 140 of Village Chhadwel, Tal - Sakri, Dist - Dhule | 13/08/06 | 1.25 | Dhule | Brahmanwel
| Bhilai Engineering Corporation Ltd. Hathkhoj, Industrial Area, Bhilai - 490 026 | Suzlon Energy Ltd. | 2.5 | 2 x 1250 | Gut No. 177 of Forest Compartment No. 424 of Village Khori, Tal - Sakri, Dist - Dhule | 13/08/06 | 2.5
| Monet Projects India Ltd. 302, World Trade Centre, Babar Road, New Delhi - 110 001 | Suzlon Energy Ltd. | 2.5 | 2 x 1250 | Gut No. 177 of Forest Compartment No. 424 of Village Khori, Tal - Sakri, Dist - Dhule | 2006-08-10 | 2.5
| Raj Infrastructure Development (India) Pvt. Ltd. Pride Silicon Plaza, Senapati Bapat Road, Pune - 411 016 | Suzlon Energy Ltd. | 1.25 | 1 x 1250 | Gut No. 90 of Forest Compartment No. 141 of Village Chhadwel, Tal - Sakri, Dist - Dhule | 13/08/06 | 1.25
| Monet International Ltd. 302, World Trade Centre, Babar Road, New Delhi - 110 001 | Suzlon Energy Ltd. | 2.5 | 2 x 1250 | Gut No. 177 of Forest Compartment No. 424 of Village Khori, Tal - Sakri, Dist - Dhule | 2006-08-10 | 2.5
55 | Shah Promoters And Developers AST 1, Success Chambers, 1232, Apte Road, Pune - 411 004 | Suzlon Energy Ltd. | 5 | 4 x 1250 | Gut No. 19 of Forest Compartment No. 374 & 424 of Village Jamde, Tal - Sakri, Dist - Dhule. | 2006-08-10 | 5 | Dhule | Brahmanwel
56 | Ferromer Shipping Pvt. Ltd. Anand Bhuvan, Old Station Road, Margaon, Goa. | Suzlon Energy Ltd. | 1.25 | 1 x 1250 | Gut No. 138 & Forest Compartment No. 442 of Village Panhalipada, Tal - Sakri, Dist - Dhule. | 13/08/06 | 1.25 | Dhule | Brahmanwel
57 | Dunstan Goods Pvt. Ltd. 6, Kanspoker Lane, Kolkata - 700 007 | Suzlon Energy Ltd. | 1.25 | 1 x 1250 | Gut No. 177 of Forest Compartment No. 424 of Village Khori, Tal - Sakri, Dist - Dhule | 13/08/06 | 1.25 | Dhule | Brahmanwel
| Piyush Enterprises 81, Jai Vishwa Bharti Colony, Garkheda Road, Aurangabad - 431 005 | Suzlon Energy Ltd. | 1.25 | 1 x 1250 | Gut No. 90 of Forest Compartment No. 141 of Village Chhadwel, Tal - Sakri, Dist - Dhule | 16/08/06 | 1.25 | Dhule | Brahmanwel
| Raj Overseas Plot No. # 150, Sector - 25, Industrial Estate, HUDA, Panipat - 132 103 (Haryana) | Suzlon Energy Ltd. | 1.25 | 1 x 1250 | Gut No. 8 of Forest Compartment No. 440 of Village Jamade, Tal - Sakri, Dist - Dhule | 13/08/06 | 1.25 | Dhule | Brahmanwel
| Ramniklal S. Gosalia & Co. National House, 608, B. J. Marg, Jacob Cercle, Mumbai - 400 021 | Suzlon Energy Ltd. | 1.25 | 1 x 1250 | Gut No. 16 of Forest Compartment No. 441 of Village Isharde, Tal - Sakri, Dist - Dhule | 13/08/06 | 1.25 | Dhule | Brahmanwel
| Advik Hi-Tech Pvt. Ltd. Gat No. 357, Plot No. 99, Part A, Chakan -Talegaon Road, Chakan, Pune - 410 501 | Suzlon Energy Ltd. | 1.25 | 1 x 1250 | Gut No. 16 of Forest Compartment No. 143 of Village Isharde, Tal - Sakri, Dist - Dhule | 13/08/06 | 1.25 | Dhule | Brahmanwel
| Geochem Laboratories Pvt. Ltd. Geo-chem House, 294, Shahid Bhagat Singh Road, Fort, Mumbai - 400 001 | Suzlon Energy Ltd. | 1.25 | 1 x 1250 | Gut No. 16 of Forest Compartment No. 442 of Village Isharde, Tal - Sakri, Dist - Dhule. | 13/08/06 | 1.25 | Dhule | Brahmanwel
| KRBL Ltd. 5190, Lahori Gate, Delhi - 110 006 | Suzlon Energy Ltd. | 2.5 | 2 x 1250 | Gut No. 177 of Forest Compartment No. 424 of Village Khori, Tal - Sakri, Dist - Dhule | 13/08/06 | 2.5 | Dhule | Brahmanwel
58 | Shraddha Constructions & Power Generation Pvt. Ltd. Sonali Apartments, Flat No. 5, S. No. 128/2, Rajhans Chowk, Near Oyester Hotel, Mayur Colony, Kothrud, Pune - 411 029 | Suzlon Energy Ltd. | 3.75 | 3 x 1250 | Gut No. 8 of Forest Compartment No. 440 of Village Jamade, & Gut No. 90 of Forest Compartment No. 139 & 140 of Village Chhadwel, Tal - Sakri, Dist - Dhule | 13/08/06 | 1.25 | Dhule | Brahmanwel
[6 empty] | 16/08/06 | 1.25
[6 empty] | 19/08/06 | 1.25
59 | Gangadhar Narsingdas Agarwal , (HUF) Anand Bhavan, Old Station Road, Margao, GOA 403 601 | Suzlon Energy Ltd. | 2.5 | 2 x 1250 | Gut No. 19 & Forest Compartment No. 374 of Village Jamde & Gut No. 138 & Forest Compartment No. 442 of Village Panhalipada, Tal - Sakri, Dist - Dhule | 13/08/06 | 1.25 | Dhule | Brahmanwel
[6 empty] | 16/08/06 | 1.25
60 | D. J. Malpani 'Malpani House', I.G.Road, Sangamner - 422 605 | Suzlon Energy Ltd. | 5 | 4 x 1250 | Gut No. 16 & Forest Compartment No. 441, 141 of Village Isharde, Tal - Sakri, Dist - Dhule | 13/08/06 | 2.5 | Dhule | Brahmanwel
[6 empty] | 16/08/06 | 1.25
[6 empty] | 24/08/06 | 1.25
61 | Gangadhar Narsingdas Agarwal , (HUF) Anand Bhavan, Old Station Road, Margao, GOA 403 601 | Suzlon Energy Ltd. | 2.5 | 2 x 1250 | Gut No. 19 & Forest Compartment No. 374 of Village Jamde, Tal - Sakri, Dist - Dhule | 13/08/06 | 1.25 | Dhule | Brahmanwel
[6 empty] | 16/08/06 | 1.25
62 | Suma Shilp Ltd. 'Suma Shilp', 93/5A, Erandawane, Pune - 411 004. | Suzlon Energy Ltd. | 3.75 | 3 x 1250 | Gut No. 31, 59 of Forest Compartment No. 435A, of Village Petale, Gut No. 8 of Forest Compartment No. 435A, of Village Jamade, Tal - Sakri, Dist - Dhule. | 16/08/06 | 1.25 | Dhule | Brahmanwel
[6 empty] | 19/08/06 | 2.5
63 | Unirose Textiles Processors Pvt. Ltd. Plot No. 40, 41, 65-68, Sector B, Shri Laxmi Sah. Audyogik Vasahat, Hatkanangale, Dist - Kolhapur. | Suzlon Energy Ltd. | 0.6 | 1 x 600 | Gut No. 88 of Village Tisangi, Tal Kawathemahankal Dist - Sangli. | 18/08/06 | 0.6 | Sangli | Dhalgaon
64 | Sunshine Enterprises A-71, Louis Appt., Collage Lane, Near Prabhadevi Telephone Exchange, Dadar (W), Mumbai - 400 028 | Suzlon Energy Ltd. | 1.25 | 1 x 1250 | Gut No. 138 forest compartment No. 442 of village Panhalipada, Tal. Sakri, Dist. dhule | 19/08/06 | 1.25 | Dhule | Brahmanwel
65 | K.K. Enterprises, Krishna Kaushal, Gattani Squares, Haridas Ji Ki Magri, Udaipur - 313 001 | Suzlon Energy Ltd. | 1.25 | 1 x 1250 | Gut No. 19 Forest Compartment No. 424 of Village Jamde, Tal - Sakri, Dist - Dhule | 19/08/06 | 1.25 | Dhule | Brahmanwel
66 | Suma Shilp Ltd. 'Suma Shilp', 93/5A, Erandawane, Pune - 411 004. | Suzlon Energy Ltd. | 2.5 | 2 x 1250 | Gut No. 102 117 of Village Basar, Tal - Sakri, Dist - Dhule | 16/08/06 | 1.25 | Dhule | Brahmanwel
[6 empty] | 30/09/06 | 1.25
67 | Featjerlite Office Systems Survey No. 7/12, New Corpn. 320/3-12, Deepanjali Nagar, Mysore Road, Banglore - 560026 | Suzlon Energy Ltd. | 1.25 | 1 x 1250 | Gut No. 19 Forest Compartment No. 424 of Village Jamde, Tal - Sakri, Dist - Dhule | 16/08/06 | 1.25 | Dhule | Brahmanwel
68 | Shree Balkrishna Sizing Industries 22/209/210 6th Lane, Ganesh Nagar, Ichalkaranji - 416 116 | Suzlon Energy Ltd. | 0.6 | 1 x 600 | Gut No. 961 of village Nagaj, Tal. Kavthemahankal Dist. Sangli | 24/08/06 | 0.6 | Sangli | Dhalgaon
69 | Essbee Industial Combines J-159, MIDC, Bhosari, Pune - 411 026 | Suzlon Energy Ltd. | 0.6 | 1 x 600 | Gut No. 283 of village Aichale, Tal. Sakri, Dist. Dhule | 19/09/06 | 0.6 | Dhule | Brahmanwel
70 | Kiran Exports 109, Prasad Chambers, Opera Houe, Mumbai - 400 004 | Suzlon Energy Ltd. | 2.5 | 2 x 1250 | Gut No. 8 Forest compartment No. 440 of village Jamde & Gut No. 264 Forest Compartment No. 431 of village Aichale, Tal. Sakri, Dist. Dhule | 19/09/06 | 2.5 | Dhule | Brahmanwel
71 | Shri Durga Crane Co. 604, Shrap Bldg., B/H Gujrat Vidyapith, P.O. Navjivan, Ahmedabad - 380 014 | Suzlon Energy Ltd. | 0.6 | 1 x 600 | Gut No. 61 at Garjewadi, Tal. Kawthemahankal Dist. Sangli | 19/09/06 | 0.6 | Sangli | Dhalgaon
72 | Suma Shilp Ltd. 'Suma Shilp', 93/5A, Erandawane, Pune - 411 004. | Suzlon Energy Ltd. | 1.25 | 1 x 1250 | Gut No. 357 of village Chadwel, Tal, Sakri, Dist. Dhule | 19/09/06 | 1.25 | Dhule | Brahmanwel
73 | Jayshree Polymers P. Ltd. 21/4, D-1, Block, MIDC, Chinchwad, Pune-411 019 | Suzlon Energy Ltd. | 0.6 | 1 x 600 | Gut No. 329 of village Aichale, Tal. Sakri, Dist. Dhule | 19/09/06 | 0.6 | Dhule | Brahmanwel
74 | Dharmanndan Diamonds G-14, Prasad Chambers, Opera House, Mumbai - 400004 | Suzlon Energy Ltd. | 1.25 | 1 x 1250 | Gut No. 406 of Jarandi , 367, 392 of Dongarsoni, Tal: Tasgaon Dist Sangali | 21/09/06 | 1.25 | Sangali | Dhalgaon
75 | Cooper Foundry Pvt. Ltd. L - 3, Addl. M.I.D.C., Satara | Enercon (I) Ltd. | 0.8 | 1 x 800 | Gut No. 89, 103 of Village Gudhe, Tal - Shirala, Dist - Sangli | 23/09/06 | 0.8 | Sangli | Gudepanchgani
76 | Gujarat JHM Hotels Ltd Nr. Ambika Niketan, Athwa Lines, Surat | Enercon (I) Ltd | 0.8 | 1 x 800 | Gut No. 86 of Gudhe, Tal. Sirala, Dist. Sangli | 23/09/06 | 0.8 | Sangli | Gudepanchgani
77 | Ushakal Nursing Home South Shivajinagar, Opp. Zilla Parishad, Sangli | Suzlon Energy Ltd. | 0.6 | 1 x 600 | Gut No. 989 of village Nagaj, Tal. Kawathemahankal Dist. Sangli | 25/09/06 | 0.6 | Sangli | Dhalgaon
78 | G. I. Energies "Shivalik" Plot No. 14 Ganga Dham, Bibwewadi, Pune - 411 037. | Suzlon Energy Ltd. | 0.6 | 1 x 600 | Gut No. 966 of village Nagaj, Tal. Kavthemahankal, Dist. Sangli | 25/09/06 | 0.6 | Sangli | Dhalgaon
79 | Ferro Concrete Construction (I) Pvt. Ltd. 3,5,7/B Bhagirathpura, Indore - 450 003. | Suzlon Energy Ltd. | 0.6 | 1 x 600 | Gut No. 188 of village Kundlapur, Tal. Kawathemahakal Dist. Sangli | 26/09/06 | 0.6 | Sangli | Dhalgaon
80 | P. R. Patil "Datta Niwas", Ganesh Nagar, Akluj, Tal. Malshiras, Dist. Solapur | Suzlon Energy Ltd. | 2.5 | 2 x 1250 | Gut No. 170 of village Mandal, & Gut No. 120/1 of village Gangapur, Tal. & Dist. Nandurbar | 26/09/06 | 1.25 | Nandurbar | Chakla
[6 empty] | 2006-11-01 | 1.25
81 | Aditya Air Products P.Ltd. 1st Floor, NKY Towers, Wardha Road, Nagpur - 440 015 | Suzlon Energy Ltd. | 1.25 | 1 x 1250 | Gut No. 192 of Village Mandal, Tal - Nandurbar, Dist - Nandurbar | 26/09/06 | 1.25 | Nandurbar | Chakla
82 | Shraddha Constructions & Power Generation Pvt.Ltd. Sonali Apartments, Flat No. 5, S. No. 128/2, Rajhans Chowk, Near Oyester Hotel, Mayur Colony, Kothrud, Pune - 411 029 | Suzlon Energy Ltd. | 8.75 | 7 x 1250 | Gut No. 8 of Forest Compartment 431 of Village Jamde, Gut No. 264 of Forest Compartment No. 431 of Village Aichale, Gut No. 44 of Forest Compartment No. 139 of Village Shinband, Tal - Sakri, Dist - Dhule. | 26/09/06 | 2.5 | Dhule | Brahmanwel
[6 empty] | 29/09/06 | 1.25
[6 empty] | 29/09/06 | 3.75
[6 empty] | 15/11/06 | 1.25
83 | Patnaik Minerals Pvt Ltd. Bonaikala, Joda, Dist - Keonjhar, Baneikala, Joda, Dist - Keonjher, Orissa - 758 038 | Suzlon Energy Ltd. | 10 | 8 x 1250 | Gut No. 46 of Forest Compartment No. 425 & 428 of Village Phopade, Gut No. 242 of Forest Compartment No. 425, 427, & 428 of Village Hatti- Khurd, Tal - Sakri, Dist - Dhule | 26/09/06 | 10 | Dhule | Brahmanwel
84 | Avinash N. Bhosale "Bhosale Pavilion" 759/34, Bhandarkar Road, Pune - 04 | Enercon (I) Ltd. | 0.8 | 1 x 800 | Gut No. 10/P, 11/P, 12/P of village Yeslewadi, Gut No. 25/P Bahastewadi, 90, 91/P of Gudhe Tal. Shirala, Dist. Sangli | 28/09/06 | 0.8 | Sangli | Gudepanchgani
85 | Queens Park Estates Pvt. Ltd. 9/1, Lower Rowdon Street, KOLKATA - 700 020 | Suzlon Energy Ltd. | 2.5 | 2 x 1250 | Gut No. 264 & Forest Compartment No. 431 of Village Aichale, Tal - Sakri, Dist - Dhule. | 29/09/06 | 2.5 | Dhule | Brahmanwel
86 | Rugs India Opp. Shiv Puri, Shiv Nagar, Krishan Pura, Panipat - 132 103 | Suzlon Energy Ltd. | 1.25 | 1 x 1250 | Gut No. 46 & Forest Compartment No. 425 of Village Phopade, Tal - Sakri, Dist - Panipat | 29/09/06 | 1.25 | Dhule | Brahmanwel
87 | Patnaik Minerals Pvt Ltd. Bonaikala, Joda, Dist - Keonjhar, Baneikala, Joda, Dist - Keonjher, Orissa - 758 038 | Suzlon Energy Ltd. | 3.75 | 3 x 1250 | Gut No. 242 of Forest Compartment No. 425 & 427 of Village Hatti-Khurd, Tal - Sakri, Dist - Dhule | 29/09/06 | 3.75 | Dhule | Brahmanwel
| Kulkarni Powr Tools Ltd. At Post Shirol, Dist - Kolhapur - 416 103 | Suzlon Energy Ltd. | 1.25 | 1 x 1250 | Gut No. 8 of Forest Compartment No. 433, of Village Jamde, Tal - Sakri, Dist - Dhule | 29/09/06 | 1.25 | Dhule | Brahmanwel
| Suma Shilp Ltd. 'Suma Shilp', 93/5A, Erandawane, Pune - 411 004. | Suzlon Energy Ltd. | 1.25 | 1 x 1250 | Gut No. 100 of Amkhel, Tal - Sakri, Dist - Dhule | 29/09/06 | 1.25 | Dhule | Brahmanwel
| Khaitan Chemicals & Fertilisers Ltd. A. B. Road, Village Nimrani, Dist - Khargaone -451 659 | Suzlon Energy Ltd. | 1.25 | 1 x 1250 | Gut No. 8 of Forest Compartment No. 440, of Village Jamde, Tal - Sakri, Dist - Dhule | 29/09/06 | 1.25 | Dhule | Brahmanwel
| Deepak Fertilisers & Petrochemicals Corporation Ltd. Opp. Golf Course, Shastri Nagar, Yerwada, Pune - 411 006 | Suzlon Energy Ltd. | 2.5 | 2 x 1250 | Gut No. 445 of Village Mandal & Gut No. 145 of Vavad, Tal - Nandurbar, Dist - Nandurbar. | 29/09/06 | 2.5 | Nandurbar | Chakla
88 | Patnaik Minerals Pvt Ltd. Bonaikala, Joda, Dist - Keonjhar, Baneikala, Joda, Dist - Keonjher, Orissa - 758 038 | Suzlon Energy Ltd. | 1.25 | 1 x 1250 | Gut No. 46 & Forest Compartment No. 425 of Village Phopade, Tal - Sakri, Dist - Dhule | 29/09/06 | 1.25 | Dhule | Brahmanwel
89 | Shri Tradco India Koik Bldg. Near Sarwoday Niketan, Vardhaman Chowk, Ichalkaranji - 416415 | Suzlon Energy Ltd. | 1.2 | 2 x 600 | Gut No.47 of Village Wagholi, & 257 of Kundalapur (Dhalgaon) Tal- Kawathemahankal, Dist- Sangli. | 29/09/06 | 1.2 | Sangli | Dhalgaon
90 | P. Mohanlal 174/1, Opp. B. T. Jain Temple, Narasaraja Road, Davangere - 577 001. | Suzlon Energy Ltd. | 0.6 | 1 x 600 | Gut No.57 of Village Wagholi, (Dhalgaon) Tal- Kawathemahankal, Dist- Sangli. | 29/09/06 | 0.6 | Sangli | Dhalgaon
91 | Shri Charbhuja Sales Corporation, 10/1202, Shri Niketan, Marathe Mills Corner, Ichalkaranji - 416 115 Dist- Kolhapur | Suzlon Energy Ltd. | 0.6 | 1 x 600 | Gut No.167 of Village Garjewadi, (Dhalgaon) Tal- Kawathemahankal, Dist- Sangli. | 29/09/06 | 0.6 | Sangli | Dhalgaon
92 | Sri. Veerabhadreshwara Rice & Flour Mills, Malebennur, Harihar Taluka, 577530 Karnataka. | Suzlon Energy Ltd. | 0.6 | 1 x 600 | Gut No.162 of Village Garjewadi, (Dhalgaon) Tal- Kawathemahankal, Dist- Sangli. | 29/09/06 | 0.6 | Sangli | Dhalgaon
93 | P. Vijaykumar, # 174/1, Opp. B.T.Jain Temple, Narasaraja Road, Davangere - 577 001 | Suzlon Energy Ltd. | 0.6 | 1 x 600 | Gut No.74 of Village Wagholi, ( Dhalgaon) Tal- Kawathemahankal, Dist- Sangli. | 29/09/06 | 0.6 | Sangli | Dhalgaon
94 | S.K. Veerbhadrappa & Co. Poona Banglore Road, Davangere - 577 002. | Suzlon Energy Ltd. | 0.6 | 1 x 600 | Gut No. 176 of Village Shelkewadi, (Dhalgaon) Tal- Kawathemahankal, Dist- Sangli. | 29/09/06 | 0.6 | Sangli | Dhalgaon
95 | Harshita Sales Corporation 20, Shopping Centre, 1st Floor, Ichalkaranji - 416 115. | Suzlon Energy Ltd. | 0.6 | 1 x 600 | Gut No.143 of Village Garjewadi, (Dhalgaon) Tal- Kawathemahankal, Dist- Sangli. | 30/09/06 | 0.6 | Sangli | Dhalgaon
96 | Nitin Castings Ltd. Post Box No. 74, Eastern Express Highway, Thane - 400 601 | Suzlon Energy Ltd. | 1.25 | 1 X 1250 | Gut No. 242 forest compartment No.425 of village Hatti-Khurd, (Brahmanwl), Tal. Sakri, Dist. Dhule | 29/09/06 | 1.25 | Dhule | Brahmanwel
97 | Deepak Fertilisers And Petrochemicals Corporation Ltd. Opp. Golf Course, Shastri Nagar, Yerwada, Pune - 411 006. | Suzlon Energy Ltd. | 2.5 | 2 X 1250 | Gut No. 264 forest compartment No.430 & 431 of village Aichale, (Brahmanwl), Tal. Sakri, Dist. Dhule | 29/09/06 | 2.5 | Dhule | Brahmanwel
98 | KRBL Ltd. 5190 Lahori Gate, Delhi - 110 006. | Suzlon Energy Ltd. | 6.25 | 5 X 1250 | Gut No.242, Forest Comp. No. 429 of Village Hatti-Khurd, & Gut No. 264 Forest Compartment No. 430 of Village Aichale, & Gut No. 242 Forest Compartment No. 429 of Village Aichale, (Brahmanwel) Tal- Sakri, Dist - Dhule. | 29/09/06 | 6.25 | Dhule | Brahmanwel
99 | Mrs. Geetha Pundleeka # 4, 6th Cross, N. R. Colony, Banglore 560 019. | Suzlon Energy Ltd. | 5 | 4 x 1250 | Gut No. 264 forest compartment No.430 of village Aichale, (Brahmanwl), Tal. Sakri, Dist. Dhule | 29/09/06 | 5 | Dhule | Brahmanwel
100 | Deepak Fertilisers And Petrochemicals Corporation Ltd. Opp. Golf Course, Shastri Nagar, Yerwada, Pune - 411 006. | Suzlon Energy Ltd. | 5 | 4 x 1250 | Gut No.65,67 of Village Dhandane & Gut No. 31, 46 of Village Wankute (Chakla) Tal.Nandurbar, Dist.Nandurbar. | 29/09/06 | 5 | Nandurbar | Chakla
101 | KRBL Ltd. 5190 Lahori Gate, Delhi - 110 006. | Suzlon Energy Ltd. | 3.75 | 3 x 1250 | Gut No.242, Forest Comp. No. 427 of Village Hatti-Khurd, (Brahmanwel) Tal- Sakri, Dist - Dhule. | 29/09/06 | 3.75 | Dhule | Brahmanwel
102 | Suma Shilp Ltd. Suma Shilp, 93/5A, Erandwane, Pune -411 004 | Suzlon Energy Ltd. | 2.5 | 2 X 1250 | Gut No.331 of village Chhadwel & Gut No. 219 of Village Amkhel, (Brahmanwl), Tal. Sakri, Dist. Dhule | 29/09/06 | 2.5 | Dhule | Brahmanwel
103 | Hotel Sheetal, 1180, Shivaji Nagar, Dhyaneshwar Paduka Chowk, F. C. Road, Pune - 411 005 | Suzlon Energy Ltd. | 1.25 | 1 X 1250 | Gut No. 264 forest compartment No.431 of village Aichale, (Brahmanwl), Tal. Sakri, Dist. Dhule | 29/09/06 | 1.25 | Dhule | Brahmanwel
104 | Suma Shilp Ltd. Suma Shilp, 93/5A, Erandwane, Pune -411 004 | Suzlon Energy Ltd. | 2.5 | 2 X 1250 | Gut No16 Forest Compartment No.442 & 443 of Village Isharde (Brahmanwl), Tal. Sakri, Dist. Dhule | 29/09/06 | 2.5 | Dhule | Brahmanwel
105 | B.C. Umapathy C/o. B.S.C. Textiles 1189, Kalikadevi Road, Davangere - 577 001 | Suzlon Energy Ltd. | 0.6 | 1 x 600 | Gut No. 274 of Village Kundlapur, (Dhalgaon), Tal - Kawathemahankal, Dist - Sangli. | 29/09/06 | 0.6 | Sangli | Dhalgaon
106 | Zawar Sales Ltd. B/105 Kalpataru Plaza, No. 224, Bhawani Peth, Pune - 411 042 (Transfrer of Ownership to M/s Jsons Foundry Pvt Ltd.-1.25 & Sri Manmaya Textiles (P) Ltd.-1.25) | Suzlon Energy Ltd. | 2.5 | 2 X 1250 | Gut No 330 & 402 of Village Titane, (Brahmanwl), Tal. Sakri, Dist. Dhule | 29/09/06 | 2.5 | Dhule | Brahmanwel
| Diamines And Chemicals Ltd. Pot No. 13, P.C.C. Area, P.O. Petrochemical, Dist-Baroda - 391346. | Suzlon Energy Ltd. | 1.25 | 1 X 1250 | Gut No.97 of Village Bhone (Chakla) Tal.Nandurbar, Dist.Nandurbar. | 29/09/06 | 1.25 | Nandurbar | Chakla
| Ruchi Soya Industries Ltd. 301, Mahakosh House, 7/5, South Tukogang, Nath Mandir Road, Indore -1 | Suzlon Energy Ltd. | 1.25 | 1 X 1250 | Gut No. 44 of Forest Compartment No.138 of Village Shinband (Bramhmanwel) Tal- Sakri, Dist Dhule. | 29/09/06 | 1.25 | Dhule | Brahmanwel
| B.D.K.Engineering Industries Ltd. Gokul Road, Hubli - 580 030. | Suzlon Energy Ltd. | 2.5 | 2 X 1250 | Gut No.227 of Village Ranale & Gut No. 32 of Village Wankute, (Chakla) Tal. & Dist.Nandurbar. | 29/09/06 | 2.5 | Nandurbar | Chakla
| Kukreja Enterprises 105, Sai Commercial Bldg., 5th Floor, B.K.S. Devshi Marg, Govandi (E), Mumbai -88 | Suzlon Energy Ltd. | 1.25 | 1 X 1250 | Gut No. 18 of Village Bhone, (Chakla) Tal. & Dist. Nandurbar | 2006-10-03 | 1.25 | Nandurbar | Chakla
107 | B.S.C.Textiles 1189, Kalikadevi Road, Davangere - 577 001. | Suzlon Energy Ltd. Pune | 0.6 | 1 x 600 | Gut No. 161 of Village Tisangi, (Dhalgaon) Tal- Kawathemahankal, Dist- Sangli. | 29/09/06 | 0.6 | Sangli | Dhalgaon
108 | Mutual Technologies Pvt. Ltd. Pearpur Paschimpara, P O - Sheoraphully, Dist - Hoogli -712 203. | Suzlon Energy Ltd. Pune | 1.25 | 1 X 1250 | Gut No. 8 of Forest Compartment No.431 of Village Jamde, (Bramhmanwel) Tal- Sakri, Dist Dhule. | 29/09/06 | 1.25 | Dhule | Brahmanwel
109 | Dynamic Process Pvt. Ltd. Banghihati, NH-2, P O Mulickpur, P S - Serampore, Hoogli, West Bengal - 712 203. | Suzlon Energy Ltd. Pune | 1.25 | 1 X 1250 | Gut No. 8 of Forest Compartment No.431 of Village Jamde, Tal- Sakri, Dist Dhule. | 29/09/06 | 1.25 | Dhule | Brahmanwel
110 | J.N. Patnaik Bonaikela, Joda, Dist - Keonjhar, Orissa - 758 038. | Suzlon Energy Ltd. Pune | 1.25 | 1 X 1250 | Gut No. 567/13/2 of Village Dusane, Tal- Sakri, Dist Dhule. | 29/09/06 | 1.25 | Dhule | Brahmanwel
111 | Evershine Exports, 720, A-5, Lok Bharti Co-op, Hsg. So, Ltd, Marol Maroshi Road, Marol, Andheri, (E), Mumbai 400 059. | Suzlon Energy Ltd. Pune | 2.5 | 2 X 1250 | Gut No. 19 of Forest Compartment No.428 of Village Jamde, Tal- Sakri, Dist Dhule. | 29/09/06 | 2.5 | Dhule | Brahmanwel
112 | Shevie Exports 302-A, Phoenix House, 462, Senapati Bapat Marg, Lower Parel, Mumbai - 400 013 | Suzlon Energy Ltd. Pune | 0.6 | 1 x 600 | Gut No. 106/2 of village Aichale, (Brahmanwl), Tal. Sakri, Dist. Dhule | 29/09/06 | 0.6 | Dhule | Brahmanwel
113 | Basant Agro Tech (I) Pvt. Ltd. Near S.T. Workshop, Kaulkhed, Akola - 444 001. | Suzlon Energy Ltd. | 1.25 | 1 X 1250 | Gut No. 19 of Forest Compartment No.434 of Village Jamde, (Bramhmanwel) Tal- Sakri, Dist Dhule. | 29/09/06 | 1.25 | Dhule | Brahmanwel
114 | Krishna Fabrications Pvt. Ltd. No. 409, 12th Main Road, Rajamahal, Vilas Extension, Banglore - 560 080. | Suzlon Energy Ltd. | 1.25 | 1 X 1250 | Gut No.325 of Village Tisangi, (Dhalgaon) Tal- Kawathemahankal, Dist- Sangli. | 30/09/06 | 1.25 | Sangli | Dhalgaon
115 | Suryoday Blending Pvt. Ltd. 1st Floor, 124-G.D. Ambedkar Marg, Ambawadi, Kalachowky, Cottongreen (W) , Mumbai - 400 033. | Suzlon Energy Ltd. | 1.25 | 1 X 1250 | Gut No.531 of Village Birenwadi, (Dhalgaon) Tal- Tasgaon, Dist- Sangli. | 30/09/06 | 1.25 | Sangli | Dhalgaon
116 | Era Constructions (India) Ltd. 370-371/2, Sahi Hospital Road, Jangpura, Bhogal, New Delhi - 110 014. | Suzlon Energy Ltd. | 3.75 | 3 x 1250 | Gut No.540 & 553 of Village Birenwadi & 1716 of Village Waiphale, Tal- Tasgaon, Dist- Sangli. | 30/09/06 | 3.75 | Sangli | Dhalgaon
117 | Kukreja Development Corporation 501, Sai Commercial Bldg., B.K.S. Devshi Marg, Govandi (E), Mumbai -88 | Suzlon Energy Ltd. | 1.25 | 1 X 1250 | Gut No.230 & 237 of Village Dhondewadi, (Dhalgaon) Tal- Khanapur, Dist- Sangli. | 30/09/06 | 1.25 | Sangli | Dhalgaon
118 | Savita Chemicals Ltd. 66/67, Nariman Bhavan , Nariman Point, Mumbai - 400 001. | Suzlon Energy Ltd. | 2.5 | 2 X 1250 | Gut No. 560 & 565of Village Birenwadi, (Dhalgaon) Tal- Tasgaon, Dist- Sangli. | 30/09/06 | 2.5 | Sangli | Dhalgaon
119 | Era Constructions (India) Ltd. 370-371/2, Sahi Hospital Road, Jangpura, Bhogal, New Delhi - 110 014. | Suzlon Energy Ltd. Pune | 1.25 | 1 X 1250 | Gut No. 567/31 of village Dusane, (Brahmanwl), Tal. Sakri, Dist. Dhule | 30/09/06 | 1.25 | Dhule | Brahmanwel
120 | B.D.K.Control Pvt. Ltd. Gokul Road, Hubli - 580 030. | Suzlon Energy Ltd. Pune | 1.25 | 1 X 1250 | Gut No. 242 & Forest Compartment No.426 of village Hatti-Khurd, (Brahmanwl), Tal. Sakri, Dist. Dhule | 30/09/06 | 1.25 | Dhule | Brahmanwel
121 | Vijay S. Lodha, 147, Kothrud Petrol Circle, Kothrud, Pune - 411 038. | Suzlon Energy Ltd. Pune | 0.6 | 1 x 600 | Gut No. 55 of village Aichale, (Brahmanwl), Tal. Sakri, Dist. Dhule | 30/09/06 | 0.6 | Dhule | Brahmanwel
122 | M/s. Sanghvi Energy E - 30/31, Sumeet Plaza, Gultekdi, Market Yard, Pune - 411 037 | Suzlon Energy Ltd. Pune | 0.6 | 1 x 600 | Gut 276/4 of Village Aichale, Tal. Sakri, Dist. Dhule | 30/09/06 | 0.6 | Dhule | Brahmanwel
123 | Raj Promoters And Civil Engineers Pvt. Ltd. 410, Pride Silicon Plaza, Senapati Bapat Road, Pune - 411 016. | Suzlon Energy Ltd. Pune | 1.25 | 1 X 1250 | Gut No16 Forest Compartment No.442 of Village Isharde (Brahmanwl), Tal. Sakri, Dist. Dhule | 30/09/06 | 1.25 | Dhule | Brahmanwel
124 | Contransys Pvt. Ltd. 16, Hare Street Kolkata - 700 001. | Suzlon Energy Ltd. Pune | 0.6 | 1 x 600 | Gut 75 of Village Aichale, (Brahmanwl), Tal. Sakri, Dist. Dhule | 30/09/06 | 0.6 | Dhule | Brahmanwel
125 | Hindustan Sanitryware & Industries Ltd. No. 2, Red Cross Place, Kolkata - 700 001. | Suzlon Energy Ltd. Pune | 2.5 | 2 X 1250 | Gut No. 242 & Forest Compartment No.426 of village Hatti-Khurd, (Brahmanwl), Tal. Sakri, Dist. Dhule | 30/09/06 | 2.5 | Dhule | Brahmanwel
126 | Dodhia Synthetics Ltd. 44, Chandra Bhuvan, 2 nd Floor, R. No. 46, Old Hanuman Lane, Kalbadevi, Mumbai - 400 002. | Suzlon Energy Ltd. | 0.6 | 1 x 600 | Gut No.176 of Village Shelkewadi, (Dhalgaon) Tal- Kawathemahankal, Dist- Sangli. | 30/09/06 | 0.6 | Sangli | Dhalgaon
127 | Rajasthan Gum Pvt. Ltd. S -272 F-I, M.I.A.II Phase, Basni, Jodhpur - 342 005. | Suzlon Energy Ltd. | 1.25 | 1 X 1250 | Gut No 494 of Village Chhadvel, (Brahmanwl), Tal. Sakri, Dist. Dhule | 30/09/06 | 1.25 | Dhule | Brahmanwel
128 | Shri Agarwal Coal India Pvt. Ltd. "Dharmakshetra" 290, Wardhaman Nagar, Nagpur. | Suzlon Energy Ltd. Pune | 0.6 | 1 x 600 | Gut No.108 of Village Wagholi, (Dhalgaon) Tal- Kawathemahankal, Dist- Sangli. | 30/09/06 | 0.6 | Sangli | Dhalgaon
129 | Zawar Sales Ltd. B/105 Kalpataru Plaza, No. 224, Bhawani Peth, Pune - 411 042 | Suzlon Energy Ltd. Pune | 1.25 | 1 X 1250 | Gut No 10 of Village Basar, (Brahmanwl), Tal. Sakri, Dist. Dhule | 30/09/06 | 1.25 | Dhule | Brahmanwel
130 | WMI Cranes Ltd, Village Road, Bhandup (W), Mumbai - 400 0780 | Suzlon Energy Ltd. Pune | 2.5 | 2 X 1250 | Gut No 28, 80 of Village Kaltek , (Brahmanwl), Tal. Sakri, Dist. Dhule | 30/09/06 | 1.25 | Dhule | Brahmanwel
[6 empty] | 13/11/06 | 1.25
131 | Dharmesh Harsukh Mehta 103, Crystal Tower, 75, Gundavali, Goathan Road No. 3, Off. Andheri Kurla Road, Andheri (E), Mumbai | Suzlon Energy Ltd. Pune | 0.6 | 1 x 600 | Gut 107 of Village Aichale, Tal. Sakri, Dist. Dhule | 13/02/07 | 0.6 | Dhule | Brahmanwel
132 | Echjay Forgings Pvt. Ltd. Kanjur Village Road, Kanjur Marg (E), Mumbai - 400 042. | Suzlon Energy Ltd. Pune | 1.25 | 1 X 1250 | Gut No. 242 & Forest Compartment No.426 of village Hatti-Khurd, (Brahmanwl), Tal. Sakri, Dist. Dhule | 18/11/06 | 1.25 | Dhule | Brahmanwel
133 | Hind Metals & Industries (P) Ltd. Plot No. K-1, Kalpana Square, Bhubaneshwar | Suzlon Energy Ltd. Pune | 1.25 | 1 X 1250 | Gut No. 567/29 of village Dusane, (Brahmanwl), Tal. Sakri, Dist. Dhule | 2007-02-05 | 1.25 | Dhule | Brahmanwel
134 | Chaudhary Exports A Block, Shiv Sagar Estate, Dr. Annie Besant Road, Worli, Mumbai- 400 018. | Suzlon Energy Ltd. Pune | 1.25 | 1 X 1250 | Gut No.19 & Forest Compartment No.433 of village, Jamde, Tal. Sakri, Dist. Dhule | 2006-11-08 | 1.25 | Dhule | Brahmanwel
135 | Bengal Cardboard Industries & Printers (P) Ltd. Oricon House, 4th Floor, 12 Rampart Row, Fort, Mumbai - 400 023 | Suzlon Energy Ltd. Pune | 0.6 | 1 x 600 | Gut No. 449 of village Aichale, (Brahmanwl), Tal. Sakri, Dist. Dhule | 2006-11-01 | 0.6 | Dhule | Brahmanwel
136 | Jivraj Tea Ltd. 5-258/59, Jivraj Chambers, Ruwala Tekra, Bhagal, Surat - 395 001. | Suzlon Energy Ltd. Pune | 1.5 | 1 x 1500 | Gut No.31 of Village Garjewadi, Tal- Kawathemahankal, Dist- Sangli. | 19/10/06 | 1.5 | Sangli | Dhalgaon
137 | Silverline Investment Co.Ltd. Oricon House, 4th Floor, 12 Rampart Row, Fort, Mumbai - 400 023. | Suzlon Energy Ltd. Pune | 0.6 | 1 x 600 | Gut No. 450 of village Aichale, (Brahmanwl), Tal. Sakri, Dist. Dhule | 2006-11-01 | 0.6 | Dhule | Brahmanwel
138 | Khatau Narbheram & Co. Main Road, P.O., Gua, Dist. Singhbhum, Jharkhand - 833 213 | Suzlon Energy Ltd. Pune | 1.25 | 1 X 1250 | Gut No 129 of Village Kaltek , (Brahmanwl), Tal. Sakri, Dist. Dhule | 2006-11-08 | 1.25 | Dhule | Brahmanwel
139 | Premier Seals (India) Pvt. Ltd. 17/8, D-1 Block, M.I.D.C. Chinchwad, Pune - 411019 | Suzlon Energy Ltd. Pune | 0.6 | 1 x 600 | Gut No. 368 of village Aichale, (Brahmanwl), Tal. Sakri, Dist. Dhule | 21/12/06 | 0.6 | Dhule | Brahmanwel
140 | Bhabani Pigments Pvt. Ltd. A-30, Block B-1, 3rd Floor, Mohan Co-op, Industrial Estate, New Delhi -110 044. | Suzlon Energy Ltd. Pune | 1.25 | 1 X 1250 | Gut No 88 of Village Kaltek , (Brahmanwl), Tal. Sakri, Dist. Dhule | 13/11/06 | 1.25 | Dhule | Brahmanwel
141 | R.D.S. Construction Co. Malati Towers 223/3 E Ward, S-1(B) 2nd Floor, Tarabai Park, Kolhapur - 416 003 | Suzlon Energy Ltd. Pune | 0.6 | 1 x 600 | Gut No. 97 of Village Aichale, (Brahmanwl), Tal. Sakri, Dist. Dhule | 2006-11-08 | 0.6 | Dhule | Brahmanwel
142 | National Steels And Agro Industries Ltd. 401, Mahakosh House, 7/5 South Tukoganj, Nath Mandir Road, Indore - 452 001. (M.P.) | Suzlon Energy Ltd. | 1.25 | 1 X 1250 | Gut No. 17 of Village Bhone, (Chakla) Tal. & Dist. Nandurbar | 2006-11-06 | 1.25 | Nandurbar | Chakla
143 | Suma Shilp Ltd. Suma Shilp, 93/5A, Erandwane, Pune -411 004 | Suzlon Energy Ltd. Pune | 1.25 | 1 X 1250 | Gut No. 62 of village Basar, (Brahmanwl), Tal. Sakri, Dist. Dhule | 15/11/06 | 1.25 | Dhule | Brahmanwel
144 | Naik Sea Foods Ltd. 408, Emca House, 4th Floor, 289, Shahid Bhagat Singh Rd, Fort, Mumbai - 400 038 | Suzlon Energy Ltd. Pune | 0.6 | 1 x 600 | Gut No. 389/1 of village Aichale, (Brahmanwl), Tal. Sakri, Dist. Dhule | 2006-11-08 | 0.6 | Dhule | Brahmanwel
145 | K N Resources Ltd. K. N. Building, Subhash Road, Raipur. | Suzlon Energy Ltd. Pune | 0.6 | 1 x 600 | Gut No. 152 at Garjewadi, (Dhalgaon) Tal- Kawathemahankal, Dist- Sangli. | 24/11/06 | 0.6 | Sangli | Dhalgaon
146 | Vostok Fareast Securities Pvt. Ltd. Oricon House, 4th Floor, 12 Rampart Row, Fort, Mumbai - 400 023 | Suzlon Energy Ltd. Pune | 0.6 | 1 x 600 | Gut No. 380 of village Aichale, (Brahmanwl), Tal. Sakri, Dist. Dhule | 20/12/06 | 0.6 | Dhule | Brahmanwel
147 | M/s. Suzlon Generators Pvt. Ltd. Gut No. 339/3/1 & Plot No. A-20/1, Chakan Industrial Area, Village Mahalunge, Tal - Khed, Dist - Pune - 410 501. | Suzlon Energy Ltd. Pune | 1.5 | 1 x 1500 | Gut No.259 of Village Tisangi, (Dhalgaon) Tal- Kawathemahankal, Dist- Sangli. | 22/12/06 | 1.5 | Sangli | Dhalgaon
148 | Kothari Cars Pvt. Ltd. 458/2 & 4, Sadashiv Peth, Tilak Road, Pune - 411 030. | Suzlon Energy Ltd. Pune | 0.6 | 1 x 600 | Gut No. 371/2 of village Aichale, (Brahmanwl), Tal. Sakri, Dist. Dhule | 28/12/06 | 0.6 | Dhule | Brahmanwel
149 | Jaiprakash Associates Ltd. JA House, 63 Basant Lok, Vasant Vihar, New Delhi. -110 057. | Suzlon Energy Ltd. Pune | 5 | 4 x 1250 | Gut No. 44 of Forest Compartment No.138, 146, 147 of Village Shinband (Bramhmanwel) Tal- Sakri, Dist Dhule. | 29/12/06 | 5 | Dhule | Brahmanwel
150 | Ruchi Soya Industries Ltd. 301, Mahakosh House, 7/5, South Tukogang, Nath Mandir Road, Indore -1 | Suzlon Energy Ltd. Pune | 1.25 | 1 X 1250 | Gut No. 44 of Forest Compartment No. 138 of Village Shinband (Bramhmanwel) Tal- Sakri, Dist Dhule. | 13/02/07 | 1.25 | Dhule | Brahmanwel
151 | J.R. Tanti, C-601, Orion, Satellite Towers, Mundhwa Road, Pune - 411 036. | Suzlon Energy Ltd. Pune | 1.5 | 1 x 1500 | Gut No. 44 of Forest Compartment No. 146 of Village Shinband (Bramhmanwel) Tal- Sakri, Dist Dhule. | 31/12/06 | 1.5 | Dhule | Brahmanwel
152 | RSV Global 1st Floor, 122-Rishabh Chambers, M.G. Road, Raipur - 492 001. | Suzlon Energy Ltd. Pune | 0.6 | 1 x 600 | Gut No.121 of village Aichale, (Brahmanwl), Tal. Sakri, Dist. Dhule | 30/12/06 | 0.6 | Dhule | Brahmanwel
153 | P.D.Gupta, Shriram Towers, 7th Floor, S.V. Patel Marg, Kingsway, Nagpur 440 001. | Suzlon Energy Ltd. Pune | 1.25 | 1 X 1250 | Gut No. 142/3 of Village Bhone, (Chakla) Tal. & Dist. Nandurbar | 30/12/06 | 1.25 | Nandurbar | Chakla
154 | Shri Jayant (Balasaheb) Govind Thackar, 699, Shaniwar Peth, Satara - 415 002. | Suzlon Energy Ltd. Pune | 0.6 | 1 x 600 | Gut No.378 of Village Panumbre, (Gudepanchgani) Tal- Shirala, Dist- Sangli. | 24/01/07 | 0.6 | Sangli | Gudepanchgani
155 | Permanent Presstress Pvt. Ltd. 303, Elphinstone House, 17, Murzban Road, Mumbai - 411 001. | Suzlon Energy Ltd. Pune | 0.6 | 1 x 600 | Gut No.377 of Village Panumbre, (Gudepanchgani) Tal- Shirala, Dist- Sangli. | 30/12/06 | 0.6 | Sangli | Gudepanchgani
156 | Agarwal Packaging Pvt. Ltd. 364, Gokhale Road, Model Colony, Pune - 411 016. | Suzlon Energy Ltd. Pune | 0.6 | 1 x 600 | Gut No.377 of Village Panumbre, (Gudepanchgani) Tal- Shirala, Dist- Sangli. | 30/12/06 | 0.6 | Sangli | Gudepanchgani
157 | Priyadarshini Polysacks Ltd. F-41, 1st Floor, Trade Center, Station Road, Kolhapur- 416 001. | Suzlon Energy Ltd. Pune | 1.2 | 2 x 600 | Gut No.377, 378 of Village Panumbre, (Gudepanchgani) Tal- Shirala, Dist- Sangli. | 30/12/06 | 0.6 | Sangli | Gudepanchgani
[6 empty] | 2007-03-05 | 0.6
158 | Presstress India Pvt. Ltd. 303, Elphinstone House, 17, Murzban Road, Mumbai - 411 001. | Suzlon Energy Ltd. Pune | 0.6 | 1 x 600 | Gut No.377 of Village Panumbre, (Gudepanchgani) Tal- Shirala, Dist- Sangli. | 30/12/06 | 0.6 | Sangli | Gudepanchgani
159 | Venugopal Foods Pvt. Ltd. J-8, MIDC, Satara - 415 004. | Suzlon Energy Ltd. Pune | 0.6 | 1 x 600 | Gut No. 28, 373, & 22 of Village Shirsatwadi, Panumbre & Sawantwadi, Tal- Shirala, Dist- Sangli. | 30/12/06 | 0.6 | Sangli | Gudepanchgani
160 | Chaphekar Engineering Pvt. Ltd. Plant-2, S. No. 239 & 240, Hinjawadi, - 412 108 Tal- Mulshi, Dist - Pune. | Suzlon Energy Ltd. Pune | 0.6 | 1 x 600 | Gut No. 28 of Village Shirsatwadi, 373 of Panumbre (Gudepanchgani) Tal- Shirala, Dist- Sangli. | 30/12/06 | 0.6 | Sangli | Gudepanchgani
161 | Wham Investments Pvt. Ltd. 707, Dalamal House, Nariman Point, Mumbai - 400 021. | Suzlon Energy Ltd. Pune | 1.25 | 1 X 1250 | Gut No. 44 of Forest Compartment No. 146 of Village Shinband (Bramhmanwel) Tal- Sakri, Dist Dhule. | 19/01/07 | 1.25 | Dhule | Brahmanwel
162 | T .R. Tanti, C-501, Orion, Satellite Towers, Mundhwa Road, Pune - 411 036. | Suzlon Energy Ltd. Pune | 1.5 | 1 x 1500 | Gut No. 44 of Forest Compartment No. 146 of Village Shinband (Bramhmanwel) Tal- Sakri, Dist Dhule. | 19/01/07 | 1.5 | Dhule | Brahmanwel
163 | V. R. Tanti, C-501, Orion, Satellite Towers, Mundhwa Road, Pune - 411 036. | Suzlon Energy Ltd. Pune | 1.5 | 1 x 1500 | Gut No. 44 of Forest Compartment No. 146 of Village Shinband (Bramhmanwel) Tal- Sakri, Dist Dhule. | 29/01/07 | 1.5 | Dhule | Brahmanwel
164 | The Tata Power Company Ltd. Bombay House, 24, Homi Modi Street, Fort, Mumbai - 400 001. | Suzlon Energy Ltd. Pune | 3.75 | 3 x 1250 | Gut No. 68 of Forest Compartment No. 161 of Village Valvhe (Bramhmanwel) Tal- Sakri, Dist Dhule. | 2007-02-09 | 1.25 | Dhule | Brahmanwel
[6 empty] | 15/02/07 | 1.25
[6 empty] | 21/03/07 | 1.25
165 | Adhunik Corporation Ltd. Lansdowne Towers, 2/1A, Sarat Bose Road, Kolkata - 700 020. | Suzlon Energy Ltd. Pune | 1.5 | 1 x 1500 | Gut No. 45 of Village Thanepada, (Chakla) Tal. & Dist. Nandurbar | 2007-02-10 | 1.5 | Nandurbar | Chakla
166 | Adhunik Ispat Ltd. Lansdowne Towers, 2/1A, Sarat Bose Road, Kolkata - 700 020. | Suzlon Energy Ltd. Pune | 1.5 | 1 x 1500 | Gut No. 45 of Village Thanepada, (Chakla), Tal. & Dist. Nandurbar | 2007-02-08 | 1.5 | Nandurbar | Chakla
167 | G. R. Tanti, C-501, Orion, Satellite Towers, Mundhwa Road, Pune - 411 036. | Suzlon Energy Ltd. Pune | 1.5 | 1 x 1500 | Gut No. 44 of Forest Compartment No. 146 of Village Shinband (Bramhmanwel) Tal- Sakri, Dist Dhule. | 2007-02-07 | 1.5 | Dhule | Brahmanwel
168 | Maharshi Udyog 4, Ruchi, 36 Swastik Society, Navrangpura, Ahmedabad - 380 009. | Suzlon Energy Ltd. Pune | 1.25 | 1 X 1250 | Gut No. 44 of Forest Compartment No.1 39 of Village Shinband (Bramhmanwel) Tal- Sakri, Dist Dhule. | 2007-02-10 | 1.25 | Dhule | Brahmanwel
169 | Haryana Conductors Pvt. Ltd. 17, Milestone, G.T. Road, Piao Maniyari, Narela Road, Kundli - 131 028 Dist- Sonepat (Haryana) | Suzlon Energy Ltd. | 0.6 | 1 x 600 | Gut No. 440/2 of Village Aichale, (Bramhmanwel) Tal- Sakri, Dist Dhule. | 15/03/07 | 0.6 | Dhule | Brahmanwel
170 | The Tata Power Company Ltd. Bombay House, 24, Homi Modi Street, Fort, Mumbai - 400 001. | Suzlon Energy Ltd. Pune | 3.75 | 3 x 1250 | Gut No. 68 of Forest Compartment No. 161 of Village Valvhe (Bramhmanwel) Tal- Sakri, Dist Dhule. | 15/02/07 | 1.25 | Dhule | Brahmanwel
[6 empty] | 26/02/07 | 1.25
[6 empty] | 2007-03-03 | 1.25
171 | Mahalaxmi Construction Corporation Ltd. Malati Tower, 223/3, E-Ward S-1(B), Second Floor, Tarabai Park, Kolhapur - 416 003. | Suzlon Energy Ltd. Pune | 1.5 | 1 x 1500 | Gut No. 73 of Village Gangapur, (Chakla), Tal & Dist. Nandurbar | 2007-03-09 | 1.5 | Nandurbar | Chakla
172 | Jaiprakash Associates Ltd. JA House, 63 Basant Lok, Vasant Vihar, New Delhi. - 110 057. | Suzlon Energy Ltd. Pune | 7.5 | 6 x 1250 | Gut No. 1, of Forest Compartment No.170, 171A Panchmauli, Gut No. 41 of Forest Compartment No.170 No171A , 169 of Village Raikot,Gut No. 44 of Forest Compartment No. 138 of Village Shinband , (Bramhmanwel) Tal- Sakri, Dist Dhule. | 28/02/07 | 1.25 | Dhule | Brahmanwel
[6 empty] | 2007-03-01 | 1.25
[6 empty] | 2007-03-03 | 1.25
[6 empty] | 2007-03-05 | 2.5
[6 empty] | 31/03/07 | 1.25
173 | Jaiprakash Associates Ltd. JA House, 63 Basant Lok, Vasant Vihar, New Delhi. - 110 057. | Suzlon Energy Ltd. Pune | 3.75 | 3 x 1250 | Gut No. 41 of Forest Compartment No.169, 170, 171A of Village Raikot, (Bramhmanwel) Tal- Sakri, Dist Dhule. | 28/02/07 | 1.25 | Dhule | Brahmanwel
[6 empty] | 2007-03-01 | 1.25
[6 empty] | 27/03/07 | 1.25
174 | Navlakha Translines 50-A, Hadapsar Industrial Estate, Pune - 411 013. | Suzlon Energy Ltd. Pune | 1.5 | 1 x 1500 | Gut No. 8 of Village Gangapur, (Chakla) Tal- Nandurbar, Dist. Nandurbar | 2007-03-12 | 1.5 | Nandurbar | Chakla
175 | Sridevi Trading Company Malebennur - 577 530, Harihar, Tal & Dist - Davangere. | Suzlon Energy Ltd. Pune | 0.6 | 1 x 600 | Gut No. 75 of Village Wagholi, (Dhalgaon) Tal- Kawathemahankal, Dist- Sangli. | 2007-03-03 | 0.6 | Sangli | Dhalgaon
176 | M.B.Bakers Pvt. Ltd. Plot No. 27 & 33, Sector "A" Sanwer Road Industrial Area, Indore - 452 015. | Suzlon Energy Ltd. Pune | 0.6 | 1 x 600 | Gut No. 21 of Village Sawantwadi, (Gudepanchgani) Tal - Shirala, Dist - Sangli | 2007-03-01 | 0.6 | Sangli | Gudepanchgani
177 | Shivashri Techno Homes Pvt. Ltd. Shivalaya, 5th "A" Main, Near Baptist Hospital, Bellary Road, Hebbal, Banglore - 24 | Suzlon Energy Ltd. Pune | 0.6 | 1 x 600 | Gut No.118 of Village Garjewadi, (Dhalgaon) Tal- Kawathemahankal, Dist- Sangli. | 28/02/07 | 0.6 | Sangli | Dhalgaon
178 | Chhotabhai Jethabhai Patel & Co. C.J. House, Motapore, Nandiad - 381 001. | Suzlon Energy Ltd. Pune | 1.5 | 1 x 1500 | Gut No.72/P of Village Gangapur, (Chakla) Tal- Nadurbar, Dist. Nandurbar | 23/02/07 | 1.5 | Nandurbar | Chakla
179 | Beekaylon Synthetics Pvt. Ltd. 10, Jasvile, Opp. Liberty Cinema, Mumbai - 400 020. | Suzlon Energy Ltd. Pune | 1.25 | 1 X 1250 | Gut No. 79 of Village Korde, (Bramhmanwel) Tal- Sakri Dist- Dhule. | 23/02/07 | 1.25 | Dhule | Brahmanwel
180 | Shreyalaxmi Properties Estate Developers, Laxmi Business House, Manjunath Nagar Cross, Gokul Road, Hubli - 580 030 | Suzlon Energy Ltd. Pune | 1.25 | 1 X 1250 | Gut No.1753 of Village Wiphale , (Dhalgaon) Tal- Tasgaon, Dist- Sangli. | 28/02/07 | 1.25 | Sangli | Dhalgaon
181 | Kumarswamy Minerals Exports, No.87, S. V. Colony, New Kumarswamy Temple, Club Road, Bellary - 583 104 (Karnataka) | Suzlon Energy Ltd. Pune | 6 | 4 x 1500 | Gut No. 416 of Village Ghatnandre,Tal- Kawathemahankal 814 of Jarandi, 420 of Dongersoni Tal. Tasgaon, 6 of village Kuswade, Tal. Khanapur, Dist- Sangli. | 28/02/07 | 1.5 | Sangli | Dhalgaon
[6 empty] | 17/03/07 | 1.5
[6 empty] | 29/03/07 | 1.5
[6 empty] | 30/03/07 | 1.5
182 | Roha Dyechem Pvt. Ltd. Plot No. A-/44/45, Street No. 2, M.I.D.C. Andheri (E), Mumbai - 400 093. | Suzlon Energy Ltd. Pune | 7.5 | 5 x 1500 | Gut No.818, 838, 892, 893, 945, 946, 996, 999, 1000, 1033 of Village Narsewadi, Tal- Tasgaon, Gut No.476 of Village Ghoti Budrukh, Tal. Khanapur, Dist- Sangli. | 25/03/07 | 6 | Sangli | Dhalgaon
[6 empty] | 29/03/07 | 1.5
183 | Marudhar Fashions, 8, Cama Industrial Estates, Sun Mill C ompound, Lower Parel, (W), Mumbai - 400 013. | Suzlon Energy Ltd. Pune | 1.5 | 1 x 1500 | Gut No.755 & 757 of Village Narsewadi, (Dhalgaon) Tal- Tasgaon, Dist- Sangli. | 25/03/07 | 1.5 | Sangli | Dhalgaon
184 | Hind Alluminium, B-1, Tulsi Vihar, Dr. Annie Besant Road, Worli Naka, Mumbai - 400 018. | Suzlon Energy Ltd. Pune | 1.5 | 1 x 1500 | Gut No.818 of Village Narsewadi, (Dhalgaon) Tal- Tasgaon, Dist- Sangli. | 25/03/07 | 1.5 | Sangli | Dhalgaon
185 | Indoglobal Commercials (P) Ltd. Jain House, 56, East, Wardhman Nagar, Nagpur -440 008. | Suzlon Energy Ltd. Pune | 0.6 | 1 x 600 | Gut No. 29 of Village Shirsatwadi, (Gudepanchgani) Tal- Shirala, Dist- Sangli. | 20/03/07 | 0.6 | Sangli | Gudepanchgani
186 | Anamika Conductors Ltd. B-129, Rajendra Marg, Bapu Nagar, Jaipur - 302015 | Suzlon Energy Ltd. Pune | 0.6 | 1 x 600 | Gut No. 252 of Village Kundalapur, (Dhalgaon) Tal- Kawathemahankal, Dist- Sangli. | 21/03/07 | 0.6 | Sangli | Dhalgaon
187 | Meheratex India Pvt. Ltd. Mehra Estate, L.B.S. Marg, Vikhroli (W), Mumbai - 400 079 | Suzlon Energy Ltd. Pune | 1.25 | 1 X 1250 | Gut No.182 of Village Akrale, (Chakla) Tal. & Dist.Nadurbar, | 22/03/07 | 1.25 | Nandurbar | Chakla
188 | H. Vinodkumar & Company, Dreamland Building, 3rd Floor, Block, No. A-1, Near Roxy Cinema, Opera House, Mumbai- 400 004. | Suzlon Energy Ltd. Pune | 1.25 | 1 X 1250 | Gut No.185 of Village Akrale, (Chakla) Tal. & Dist. Nandurbar | 22/03/07 | 1.25 | Nandurbar | Chakla
189 | Oswal Cables Pvt. Ltd. 17, Purohit Ji Ka Bagh, M. I. Road, Jaipur - 302 001 | Suzlon Energy Ltd. Pune | 0.6 | 1 x 600 | Gut No. 189 of Village Garjewadi, (Dhalgaon) Tal- Kawathemahankal, Dist- Sangli. | 24/03/07 | 0.6 | Sangli | Dhalgaon
190 | Kumar Company 2413, East Street, Camp, Pune - 411 001 | Suzlon Energy Ltd. Pune | 1.5 | 1 x 1500 | Gut No.532 of Village Jarandi, (Dhalgaon) Tal- Tasgaon, Dist- Sangli. | 24/03/07 | 1.5 | Sangli | Dhalgaon
191 | Punit Constructions Company Agarwal Residency, Shankar Lane, Kandivali (W), Mumbai - 400 067 | Suzlon Energy Ltd. Pune | 1.5 | 1 x 1500 | Gut No.25/8 of Village Kusbawade, (Dhalgaon) Tal- Khanapur, Dist- Sangli. | 27/03/07 | 1.5 | Sangli | Dhalgaon
192 | Classic Marble 15, Bhandup Village Road, Bhandup (W), Mumbai - 400 078 | Suzlon Energy Ltd. | 1.25 | 1 X 1250 | Gut No. 6 of Village Akrale, (Chakla) Tal- Nadurbar, Dist. Nandurbar | 27/03/07 | 1.25 | Nandurbar | Chakla
193 | Transport Corporation of India, 1 & 2 Western India House, Sir P.M. Road, Fort, Mumbai. | Suzlon Energy Ltd. Pune | 1.5 | 1 x 1500 | Gut No. 414 of Village Jarandi, (Birenwadi), (Dhalgaon) Tal- Tasgaon, Dist- Sangli. | 27/03/07 | 1.5 | Sangli | Dhalgaon
194 | Jsons Foundry Pvt. Ltd. G- 13, Kupwad Block, Sangli - 416 436 | Suzlon Energy Ltd. | 0.6 | 1 x 600 | Gut No.31 & 234 of Village of Yelapur & Charan (Gudepanchgani) Tal- Shirala, Dist- Sangli. | 28/03/07 | 0.6 | Sangli | Gudepanchgani
195 | Rama Handicrafts, 3394-B, Madhu Vatika, Behind Oil Mill, Nahar Garh Road, Jaipur - 302 001. | Suzlon Energy Ltd. | 0.6 | 1 x 600 | Gut No. 234/1 of Village of Charan (Gudepanchgani) Tal- Shirala, Dist- Sangli. | 28/03/07 | 0.6 | Sangli | Gudepanchgani
196 | UIC Wires Ltd. Swaika Centre, 4 A, Pollock Street, Room No. 406, Kolkata- 700 006 | Suzlon Energy Ltd. Pune | 5 | 4 x 1250 | Gut No. 30, 43, 79, 136 of Village Akrale, (Chakla) Tal & Dist. Nandurbar | 29/03/07 | 2.5 | Nandurbar | Chakla
[6 empty] | 31/03/07 | 1.25
[6 empty] | 31/03/07 | 1.25
197 | Mahabal Metal Pvt. Ltd. Brahamanpuri, Near Bhanu Talim, Miraj - 416 410 | Suzlon Energy Ltd. Pune | 1.25 | 1 X 1250 | Gut No.147 of Village Akrale, (Chakla)Tal & Dist. Nandurbar | 29/03/07 | 1.25 | Nandurbar | Chakla
198 | Relishah Exports 214, T. V. Industrial Estate, 2nd Floor, S.K. Ahire Marg, Worli, Mumbai - 400 030 | Suzlon Energy Ltd. Pune | 1.25 | 1 X 1250 | Gut No. 81 of Village Akrale, (Chakla) Tal & Dist. Nandurbar | 29/03/07 | 1.25 | Nandurbar | Chakla
199 | Telesto Comnet Pvt. Ltd. 208, Parvati Industrial Estate, Sunmill Compound, Lower Parel (w), Mumbai - 400 013. | Suzlon Energy Ltd. Pune | 1.25 | 1 X 1250 | Gut No. 85 of Village Vavad, (Chakla) Tal & Dist. Nandurbar | 29/03/07 | 1.25 | Nandurbar | Chakla
200 | Indian Writing Instruments Pvt. Ltd. 1213, Maker Chamber, V-221, Nariman Poit, Mumbai - 400 021. | Suzlon Energy Ltd. Pune | 1.25 | 1 X 1250 | Gut No. 52 of Village Vavad, (Chakla) Tal & Dist. Nandurbar | 29/03/07 | 1.25 | Nandurbar | Chakla
201 | EMCO Ltd. Plot No. F-5, Road No. 28, Wagle Industrial Estate, Thane - 400 604. | Suzlon Energy Ltd. Pune | 1.5 | 1 x 1500 | Gut No. 51 of Village Kundlapur, (Dhalgaon) Tal- Kawathemahankal, Dist- Sangli. | 30/03/07 | 1.5 | Sangli | Dhalgaon
202 | Standard Greases (Silvassa) 101, Ketan Apts. 233 R. B. Mejata Marg, Ghatkopar (E), Mumbai - 400 077- | Suzlon Energy Ltd. Pune | 1.5 | 1 x 1500 | Gut No. 435 of Village Jarandi, (Dhalgaon) Tal- Tasgaon, Dist- Sangli. | 29/03/07 | 1.5 | Sangli | Dhalgaon
203 | Gwalior Chemical Industries Ltd. 1 & 2, Western India House, Sir P.M. Road, Fort, Mumbai. | Suzlon Energy Ltd. Pune | 1.25 | 1 X 1250 | Gut No.842 of Village Ghatnandre (Dhalgaon) Tal- Kawathemahankal, Dist- Sangli. | 31/03/07 | 1.25 | Sangli | Dhalgaon
204 | Mohite & Mohite (Engineers & Contractrs) Mohite House, 240/B, Gen. Thorat Marg, Tarabai Park, Kolhapur - 416 003. | Enercon (India) Ltd. | 2.4 | 3 x 800 | Gut No.1/1, Comp. No. 4 of Shivajinagar (Panchpatta) Tal- Akole, Dist - Ahmednagar | 30/12/06 | 2.4 | Ahmednagar | Panchpatta
205 | Elpro International Ltd. Chinchwadgaon, Pune - 411 033 | Enercon (India) Ltd. | 0.8 | 1 x 800 | Gut No. 1/1, Forest Compartment No. 4 of Village Shivajinagar, (Panchapatta) Tal - Akole, Dist- Ahmednagar. | 30/12/06 | 0.8 | Ahmednagar | Panchpatta
206 | Kirloskar Oil Engines Ltd. 13, Laxmanrao Kirloskar Road, Khadki, Pune- 411 003 | Enercon (India) Ltd. | 5.6 | 7 x 800 | Forest Gut No. 1/1 Forest Compartment No. 1, 2 of Village Shivajinagar (Panchpatta), Tal - Akole, Dist - Ahmednagar. | 30/12/06 | 5.6 | Ahmednagar | Panchpatta
207 | Kirloskar Brothers Ltd. Udyog Bhavan, Tilak Road, Pune- 411 002 | Enercon (India) Ltd. | 1.6 | 2 x 800 | Forest Gut No. 1/1 Forest Compartment No. 2 of Village Shivajinagar (Panchpatta), Tal - Akole, Dist - Ahmednagar. | 30/12/06 | 1.6 | Ahmednagar | Panchpatta
208 | Emerson Climate Technologies (India) Ltd. (Formerly Kirloskar Copeland Ltd.) Karad - Dhebewadi Road, Karad, Satara. - 415 110 | Enercon (India) Ltd. | 2.4 | 3 x 800 | Forest Gut No. 1/1 Forest Compartment No. 2, 3 of Village Shivajinagar (Panchpatta), Tal - Akole, Dist - Ahmednagar. | 30/12/06 | 2.4 | Ahmednagar | Panchpatta
209 | Venlon Enterprises Ltd. 422, Bonanza B wing, Sahar Plaza Complex, Next to Kohinoor Hotel, Andheri Kurla Road, Andheri (E), Mumbai - 400 059. | Enercon (India) Ltd. | 3.2 | 4 x 800 | Forest Gut No. 1/1 Forest Compartment No. 4 of Village Shivajinagar (Panchpatta), Tal - Akole, Dist - Ahmednagar. | 30/12/06 | 3.2 | Ahmednagar | Panchpatta
210 | International Conveyors Ltd. 10 Middleton Row Kolkatta | Enercon (India) Ltd. | 0.8 | 1 x 800 | Forest Gut No. 1/1, Forest Comp. No.4 of Village Shivajinagar, (Panchpatta) Tal- Akole, Dist - Ahmednagar | 30/12/06 | 0.8 | Ahmednagar | Panchpatta
211 | Gargi Construction Co. Pvt. Ltd. Clover Centre, 7 Moledina Road, Camp, Pune - 411 001 | Enercon (India) Ltd. | 1.6 | 2 x 800 | Gut No. 117, Forest Comp. No.4 of Village Chandgirwadi, (Panchpatta) Tal- Akole, Dist - Ahmednagar | 30/12/06 | 1.6 | Ahmednagar | Panchpatta
212 | Panama Wind Energy Pvt. Ltd. Plot No. 36, Somwar Peth, Pune - 411 011. | Enercon (India) Ltd. | 1.6 | 2 x 800 | Forest Gut No. 116, Forest Comp. No.4 of Village Chandgirwadi, (Panchpatta) Tal- Akole, Dist - Ahmednagar | 30/12/06 | 1.6 | Ahmednagar | Panchpatta
213 | P.V. Chandran 15, Valluvar Street, Sivanandha Colony, Coimbtore - 641 012. | Enercon (India) Ltd. | 0.8 | 1 x 800 | Forest Gut No. 1/1, Forest Comp. No.4 of Village Chandgirwadi, (Panchpatta) Tal- Akole, Dist - Ahmednagar | 30/12/06 | 0.8 | Ahmednagar | Panchpatta
214 | Mahanagar Developers San Madhu Complex, Opp. Poona Club, 5 Bund Garden Road, Pune - 411 001. | Enercon (India) Ltd. | 7.2 | 9 x 800 | Gut No 12/P & 15/P of Village Karpewadi, Tal - Patan, Dist- Satara. | 2007-01-05 | 4.8 | Satara | Gudepanchgani
[5 empty] | Gut No. 17/P of Tetmewadi, Tal - Patan, Dist- Satara | 2007-03-06 | 2.4
215 | Sahyadri Industries Ltd. 39/D, Swastik House, J. N. Road, Pune - 411 037. | Enercon (India) Ltd. | 1.6 | 2 x 800 | Gut No. 1/1, Forest Compartment No. 1 of Village Shivajinagar, Tal- Akole, Dist- Ahmednagar. | 27/01/07 | 1.6 | Ahmednagar | Panchpatta
216 | Purshottam Laljibhai Patel 39/D, Gultekadi, J. N. Marg, Pune - 411 037. | Enercon (India) Ltd. | 0.8 | 1 x 800 | Gut No. 122/P, of Village Chandgirwadi, (Panchpatta) Tal- Akole, Dist - Ahmednagar | 2007-02-06 | 0.8 | Ahmednagar | Panchpatta
217 | Metafab Hightech Pvt. Ltd. E-21-25, MIDC, Indl. Area, Hingana Road, Nagpur - 440 028. | Enercon (India) Ltd. | 0.8 | 1 x 800 | Gut No. 122/P, of Village Chandgirwadi, (Panchpatta) Tal- Akole, Dist- Ahmednagar. | 2007-02-06 | 0.8 | Ahmednagar | Panchpatta
218 | The Tata Power Company Ltd. Bombay House, 24, Homi Modi Street, Fort, Mumbai - 400 001. | Enercon (India) Ltd. | 9.6 | 12 x 800 | Gut No. 121, 125, 129, 134, 139, 157, 166, 171 of Village Devgaon, & Gut No. 747, 760, 761 of Village Agadgaon (Khandke) Tal- & Dist- Ahmednagar. | 2007-03-10 | 9.6 | Ahmednagar | Khandke
219 | The Tata Power Company Ltd. Bombay House, 24, Homi Modi Street, Fort, Mumbai - 400 001. | Enercon (India) Ltd. | 9.6 | 12 x 800 | Gut No. 9, 10, 23, 98, 108, 112, 384, 146 of Village Devgaon, 94, 104 of Village Agadgaon (Khandke) Tal- & Dist- Ahmednagar. | 2007-03-10 | 3.2 | Ahmednagar | Khandke
[6 empty] | 22/03/07 | 1.6
[6 empty] | 29/03/07 | 3.2
[6 empty] | 31/03/07 | 1.6
220 | Mahanagar Developers San Mahu Complex, Opp. Poona Club, 5 Bund Garden Road, Pune - 411 001. | Enercon (India) Ltd. | 0.8 | 1 x 800 | Forest Gut No. 108 Forest Compartment No. 24 of Village Ekdare, (Panchpatta) Tal- Akole, Dist- Ahmednagar. | 28/02/07 | 0.8 | Ahmednagar | Panchpatta
221 | Enercon Wind Farms (Sai) Pvt. Ltd. Kolsite House, Plot No. 31, Shah Industrial Estate, Veera Desai Rd, Andheri (W), Mumbai - 400 053. | Enercon (India) Ltd. | 4 | 5 x 800 | Forest Gut No. 108 Forest Compartment No. 24 of Village Ekdare, (Panchpatta) Tal- Akole, Dist- Ahmednagar. | 28/02/07 | 4 | Ahmednagar | Panchpatta
222 | Welpack Industries Ltd. 87, Govt. Industrial Estate, Ganesh Nagar, Charkop, Kandivali, Mumbai - 400 067. | Enercon (India) Ltd. | 0.8 | 1 x 800 | Forest Gut No. 108 Forest Compartment No. 25 of Village Ekdare, (Panchpatta) Tal- Akole, Dist- Ahmednagar. | 28/02/07 | 0.8 | Ahmednagar | Panchpatta
223 | Indiana Engg. Works (Bom.) Pvt. Ltd. Indiana House, Off. M. V. Road, Marol Naka, Andheri (E), Mumbai - 400 059. | Enercon (India) Ltd. | 1.6 | 2 x 800 | Gut No. 108 Forest Compartment No. 24 of Village Ekdare, (Panchpatta) Tal- Akole, Dist- Ahmednagar. | 2007-03-03 | 1.6 | Ahmednagar | Panchpatta
224 | Prachar Energy (A Unit of Prachar Communications Ltd.) 105, B- Wing, Samkeet Apartments, Sant Janabai Marg, Off. Hanuman Road, Vileparle (E),Mumbai - 57. | Enercon (India) Ltd. | 1.6 | 2 x 800 | Forest Gut No. 108 Forest Compartment No. 24 of Village Ekdare, (Panchpatta) Tal- Akole, Dist- Ahmednagar. | 2007-03-03 | 1.6 | Ahmednagar | Panchpatta
225 | The Tata Power Company Ltd. Bombay House, 24, Homi Modi Street, Fort, Mumbai - 400 001. | Enercon (India) Ltd. Pune. | 9.6 | 12 x 800 | Gut No. 114, 172 of Village Devgaon, & Gut No. 51, 53, 82, 83 95, 79, 67, 70 of Village Ranjani, & Gut No. 277 of Village Agadgaon Tal- & Dist- Ahmednagar. | 22/03/07 | 9.6 | Ahmednagar | Khandke
226 | The Tata Power Company Ltd. Bombay House, 24, Homi Modi Street, Fort, Mumbai - 400 001. | Enercon (India) Ltd. | 8.8 | 11 x 800 | Gut No.751, 267, 278, 266, 92, 115, 119 of Village Agadgaon and 35, 389, 390, 391, of Village Devgaon, & Gut No. 639 of Mehekari (Khandke) Tal- & Dist- Ahmednagar. | 22/03/07 | 3.2 | Ahmednagar | Khandke
[6 empty] | 29/03/07 | 5.6
227 | Laxmi Narayan Best Chiwada 374, Bhawani Peth, Pune - 411 042 | Enercon (India) Ltd. | 0.8 | 1 x 800 | Gut No. 173/1, Forest Compartment No. 279 of Village Aundhewadi, Tal- Sinnar, Dist - Nashik. | 29/03/07 | 0.8 | Nashik | Aundhewadi
228 | Shri. Vallabhbhai Laljibhai Patel 39/D, Gultekadi, J. N. Marg, Pune | Enercon (India) Ltd. | 0.8 | 1 x 800 | Gut No. 173/1, Forest Compartment No. 279 of Village Aundhewadi, Tal- Sinnar, Dist - Nashik. | 29/03/07 | 0.8 | Nashik | Aundhewadi
229 | Shri. Jignesh Vallabh Patel 39/D, Gultekadi, J. N. Marg, Pune - 411 037 | Enercon (India) Ltd. Pune. | 0.8 | 1 x 800 | Gut No. 173/1, Forest Compartment No. 279 of Village Aundhewadi, Tal- Sinnar, Dist - Nashik. | 29/03/07 | 0.8 | Nashik | Aundhewadi
230 | Shah Constructions "Parag" 286/2 Station Road, Karad, Dist - Satara. | Enercon (India) Ltd. | 0.8 | 1 x 800 | Gut No. 173/1, Forest Compartment No. 279 of Village Aundhewadi, Tal- Sinnar, Dist - Nashik. | 29/03/07 | 0.8 | Nashik | Aundhewadi
231 | Shri. Jayesh Purushottam Patel 39/D, Gultekadi, J. N. Marg, Pune - 411 037. | Enercon (India) Ltd. Pune. | 0.8 | 1 x 800 | Gut No. 150, Forest Compartment No. 279 of Village Aundhewadi, Tal- Sinnar, Dist - Nashik. | 29/03/07 | 0.8 | Nashik | Aundhewadi
232 | Shri. Satyen Vallabh Patel 39/D, Gultekadi, J. N. Marg, Pune 411 037 | Enercon (India) Ltd. Pune. | 0.8 | 1 x 800 | Gut No. 150, Forest Compartment No. 279 of Village Aundhewadi, Tal- Sinnar, Dist - Nashik. | 29/03/07 | 0.8 | Nashik | Aundhewadi
233 | Om Shanti Wind Farms Pvt. Ltd. 12 -1-58, Gunj Road, Raichur. | Enercon (India) Ltd. | 0.8 | 1 x 800 | Forest Gut No. 173/1, Forest Compartment No. 279 of Village Aundhewadi, Tal- Sinnar, Dist - Nashik. | 31/03/07 | 0.8 | Nashik | Aundhewadi
234 | Vipul Vallabh Patel 39/D, Gultekadi, J. N. Marg, Pune - 411 037 | Enercon (India) Ltd. Pune. | 0.8 | 1 x 800 | Forest Gut No. 173/1, Forest Compartment No. 279 of Village Aundhewadi, Tal- Sinnar, Dist - Nashik. | 31/03/07 | 0.8 | Nashik | Aundhewadi
235 | Chetan Purushottam Patel 39/D, Gultekadi, J. N. Marg, Pune - 411 037 | Enercon (India) Ltd. | 0.8 | 1 x 800 | Forest Gut No. 173/1, Forest Compartment No. 279 of Village Aundhewadi, Tal- Sinnar, Dist - Nashik. | 31/03/07 | 0.8 | Nashik | Aundhewadi
236 | Bharati Shipyard Ltd. 302, Weikfield House, 3rd Floor, Sprott Road, Ballard Estate, Mumbai. | Vestas Wind Tech. India Pvt. Ltd. | 4.95 | 3 x 1650 | Gut 178/A , M.I.D.C. Plot No. SW-2 & 3 of Brahmanwel, Tal. Sakri, Dist. Dhule | 29/09/06 | 3.3 | Dhule | Brahmanwel
[6 empty] | 30/09/06 | 1.65
237 | Hyderabad Chemicals Ltd. A-24/25, APIE, Bala Nagar, Hyderabad - 500 037 | Vestas Wind Tech. India Pvt. Ltd. | 1.65 | 1 x 1650 | Gut No. 157 of Bharewadi, (Gudepanchgani) Tal - Karad, Dist - Satara | 31/12/06 | 1.65 | Satara | Gudepanchagani
| Hyderabad Chemicals Products Ltd. A-24/25, APIE, Bala Nagar, Hyderabad - 500 037 | Vestas Wind Tech. India Pvt. Ltd. | 1.65 | 1 x 1650 | Gut No. 156 of Bharewadi, 522, 525 of Bhurbhushi tal. Karad, Dist. Satara | 31/12/06 | 1.65 | Satara | Gudepanchgani
| Gujrat Fluorochemicals Ltd. ABS Towers, 2nd Floor, Old Padra Road, Vadodara - 390 007. | Vestas Wind Tech. India Pvt. Ltd. | 1.65 | 1 x 1650 | Gut No. 175 of Bharewadi, 522, 525 of Bhurbhushi Tal - Karad, Dist - Satara. | 2007-03-01 | 1.65 | Satara | Gudepanchagani
| Kalani Industries Ltd. Treasure Island , 6th Floor, 11, Tukoganj, M. G. Road, Indore - 452 001. | Vestas Wind Tech. India Pvt. Ltd. | 1.65 | 1 x 1650 | Gut No. 222 of Panchgani, Tal - Shirala, Dist - Sangli. | 2007-03-01 | 1.65 | Sangli | Gudepanchagani
| Walden Properties Pvt. Ltd. 1009, Indu Forture, XIII Phase, Adj. to VII Phase, KPHD Colony, Hyderabad - 72 | Vestas Wind Tech. India Pvt. Ltd. | 1.65 | 1 x 1650 | Gut No. 557 & 560 of Manewadi, (Gudepanchgani) Tal - Shirala, Dist - Sangli. | 2007-03-01 | 1.65 | Sangli | Gudepanchagani
| Mutual Industries Ltd. The Peerage (Bhukanwala Bunglow) 86, MV Road, Andheri - Kurla Road, Andheri, (East) Mumbai - 400 093. | Vestas Wind Tech. India Pvt. Ltd. | 1.65 | 1 x 1650 | Gut No. 121 & 123 of Kalgaon, Tal - Patan, Dist - Satara. | 2007-03-01 | 1.65 | Satara | Gudepanchagani
238 | Interocean Shipping (India) Pvt. Ltd. Post Box 3539, New Delhi - 110 024. | Vestas Wind Tech. India Pvt. Ltd. | 1.65 | 1 x 1650 | Gut No. 149, 150, 151 of Bharewadi, (Gudepanchgani) Tal - Karad, Dist - Satara, | 31/12/06 | 1.65 | Satara | Gudepanchagani
| Sterling Agro Industries Ltd. S-2, Greater Kailash, Part-I, New Delhi - 110 048. | Vestas Wind Tech. India Pvt. Ltd. | 1.65 | 1 x 1650 | Gut No. 674 of Bhurbhushi, (Gudepanchgani) Tal - Karad, Dist - Satara | 31/12/06 | 1.65 | Satara | Gudepanchagani
| Gujrat Fluorochemicals Ltd. Inox Towers, 17, Sector - 16-A, Noida - 201 301. | Vestas Wind Tech. India Pvt. Ltd. | 6.6 | 4 x 1650 | Gut No. 666 of Bhurbhushi, 169 of Bharewadi, Tal - Karad, Dist - Satara & 267, 102 of Panchgani, Tal - Shirala, Dist - Sangli. | 21/02/07 | 6.6 | Sangli - 2 Satara - 2 | Gudepanchagani
239 | M.G.Patel & Brothers (Power Div.) Ganj Bazar, Kudwa Line, Gondia - 441 601. | Vestas Wind Tech. India Pvt. Ltd. | 0.75 | 1 x 750 | Gut 178/A , M.I.D.C. Plot No. SW-2 & 3 of Brahmanwel, Tal. Sakri, Dist. Dhule | 23/01/07 | 0.75 | Dhule | Brahmanwel
| Automotive Valves Pvt. Ltd. "Shradhha" Opp. Kirtisagar Flats, Usmanpura, Ashram Road, Ahmedabad 380 013. | Vestas Wind Tech. India Pvt. Ltd. | 0.75 | 1 x 750 | Gut 178/A , M.I.D.C. Plot No. SW-2 & 3 of Brahmanwel, Tal. Sakri, Dist. Dhule | 23/01/07 | 0.75 | Dhule | Brahmanwel
| Shree Jai Ambe Associates (Power Div.) Near Bank Of Baroda, Pal Chowk, Rail Toly, Gondia - 441 614. | Vestas Wind Tech. India Pvt. Ltd. | 0.75 | 1 x 750 | Gut 178/A , M.I.D.C. Plot No. SW-2 & 3 of Brahmanwel, Tal. Sakri, Dist. Dhule. | 23/01/07 | 0.75 | Dhule | Brahmanwel
| Gayson & Company Pvt. Ltd. 6 G, Everest House, 46C, Jawaharlal Nehru Road, Kolkata - 700 071. | Vestas Wind Tech. India Pvt. Ltd. | 0.75 | 1 x 750 | Gut 178/A , M.I.D.C. Plot No. SW-2 & 3 of Brahmanwel, Tal. Sakri, Dist. Dhule. | 23/01/07 | 0.75 | Dhule | Brahmanwel
240 | Gujrat Fluorochemicals Ltd. Inox Towers, 17, Sector - 16-A, Noida - 201 301. | Vestas Wind Tech. India Pvt. Ltd. | 4.95 | 3 x 1650 | Gut No. 153, 165 of Bharewadi, (Gudepanchgani) Tal - Karad, Dist - Satara & 74 of Panchgani, Tal - Shirala, Dist - Sangli. | 13/02/07 | 4.95 | Sangli - 1 Satara-2 | Gudepanchagani
| Savita Chemicals Ltd. 66/67, Nariman Bhavan, Nariman Point, Mumbai -400 001. | Vestas Wind Tech. India Pvt. Ltd. | 1.65 | 1 x 1650 | Gut No. 367 of Panumbre, (Gudepanchgani) Tal - Shirala, Dist - Sangli. | 13/02/07 | 1.65 | Sangli | Gudepanchagani
| Gujrat Fluorochemicals Ltd. Inox Towers, 17, Sector - 16-A, Noida - 201 301. | Vestas Wind Tech. India Pvt. Ltd. | 3.3 | 2 x 1650 | Gut No. 168 of Panchgani, Tal - Shirala, Dist - Sangli. & 123 of Kalgaon, Tal - Patan, Dist - Satara. | 21/02/07 | 3.3 | Sangli -1 Satara - 1 | Gudepanchagani
241 | Gujrat Fluorochemicals Ltd. Inox Towers, 17, Sector - 16-A, Noida - 201 301. | Vestas Wind Tech. India Pvt. Ltd. | 6.6 | 4 x 1650 | Gut No. 155 of Panchgani, 371 of Patvarun, 441, 522 of Manewadi, Tal - Shirala, Dist - Sangli. | 27/03/07 | 6.6 | Sangli | Gudepanchagani
| Savita Chemicals Ltd. 66/67, Nariman Bhavan, Nariman Point, Mumbai -400 001. | Vestas Wind Tech. India Pvt. Ltd. | 1.65 | 1 x 1650 | Gut No. 367, 372 of Patvarun, Tal - Shirala, Dist - Sangli. | 27/03/07 | 1.65 | Sangli | Gudepanchagani
|  |  | 484.5 |  |  |  | 484.5

## 2007 - 2008
2007 - 2008
Sr. No. | Name of Investor | Developer | Capacity MW |  | Gut No. & Place | Commissined Capacity & Date |  | District | Site
|  |  | MW | Machin No. |  | Date | MW
1 | The Tata Power Company Ltd. Bombay House, 24, Homi Modi Street, Fort, Mumbai - 400 001. | Suzlon Energy Ltd. Pune | 2.5 | 2 x 1250 | Gut No. 68 of Forest Compartment No. 161 of Village Valvhe (Bramhmanwel) Tal- Sakri, Dist Dhule. | 29/04/07 | 1.25 | Dhule | Brahmanwel
[6 empty] | 2007-05-09 | 1.25
2 | The Tata Power Company Ltd. Bombay House, 24, Homi Modi Street, Fort, Mumbai - 400 001. | Suzlon Energy Ltd. Pune | 1.25 | 1 x 1250 | Gut No. 68 of Forest Compartment No. 161 of Village Valvhe (Bramhmanwel) Tal- Sakri, Dist Dhule. | 30/04/07 | 1.25 | Dhule | Brahmanwel
3 | Kumarswamy Minerals Exports, No.87, S. V. Colony, New Kumarswamy Temple, Club Road, Bellary - 583 104 (Karnataka) | Suzlon Energy Ltd. Pune | 1.5 | 1 x 1500 | Gut No.335 of Village Jamgaon (Aundhewadi), Tal - Sinner, Dist - Nashik. | 28/09/07 | 1.5 | Nashik | Aundhewadi
4 | The Tata Power Company Ltd. Bombay House, 24, Homi Modi Street, Fort, Mumbai - 400 001. | Enercon (India) Ltd. | 0.8 | 1 x 800 | Gut No.751, 267, 278, 266, 92, 115, 119 of Village Agadgaon and 35, 389, 390, 391, of Village Devgaon, & Gut No. 639 of Mehekari (Khandke) Tal- & Dist- Ahmednagar. | 2007-04-10 | 0.8 | Ahmednagar | Khandke
5 | Savita Chemicals Ltd. 66/67, Nariman Bhavan, Nariman Point, Mumbai -400 001. | Vestas Wind Tech. India Pvt. Ltd. | 1.65 | 1 x 1650 | Gut No. 367, 372 of Patvarun, Tal - Shirala, Dist - Sangli. | 18/04/07 | 1.65 | Sangli | Gudepanchagani
6 | The Tata Power Co. Ltd. Bombay House, 24, Homi Modi Street, Fort, Mumbai - 400 001. | Enercon India Ltd. | 6.4 | 8 x 800 | Gut No. 621, 640 586, 588, 589, 619, 620 of Mehekari (Khandke) Tal & Dist- Ahmednagar. | 2007-04-10 | 2.4 | Ahmednagar | Khandke
[6 empty] | 2007-05-07 | 4
7 | Hindustan Petroleum Corporation Ltd. 17, Jamshedji Tata Road, P.O. Box No. 11041, Mumbai- 400 020 | Suzlon Energy Ltd. Pune. | 3.75 | 3 x 1250 | Gut No. 41, Forest Compartment No. 168 of Village Raikot, Gut No. 68 Forest Compartment No. 161 of Village Valvhe, Tal- Sakri, Dist. - Dhule. | 19/05/07 | 1.25 | Dhule | Brahmanwel
[6 empty] | 20/05/07 | 1.25
[6 empty] | 2007-05-06 | 1.25
8 | Mirah Dekor Ltd. 208, Parvati Ind. Estate, 2nd Floor, Sun Mill Compound, Lower, Parel, (W), Mumbai - 400 013. | Suzlon Energy Ltd. Pune. | 1.25 | 1 x 1250 | Gut No.32 of Village Vavad, (Chakla) Tal - & Dist - Nandurbar. | 2007-06-11 | 1.25 | Nandurbar | Chakla
9 | Roaring 40's Wind Farms (Khandke) Pvt. Ltd. 302, Booston House, Suren Road, CTS No. 260-261, Andheri (E), Mumbai - 400 093 | Enercon India Ltd. | 9.6 | 12 x 800 | Gut No.195,290 & 300 168, 178, 181, 185, 192 of Village Ranjani, Gut No.472,476 & 486 of Village Ratadgaon, Tal- & Dist- Ahmednagar. | 27/06/07 | 2.4 | Ahmednagar | Khandke
[6 empty] | 27/06/07 | 4.8
[6 empty] | 30/06/07 | 2.4
10 | BP Energy India Pvt. Ltd. Technopolis Knowledge Park, Mahakali Caves Road, Andheri (East), Mumbai - 400 093. | Suzlon Energy Ltd. Pune. | 40 | 32 x 1250 | Gut No. 68 Forest Compartment No.159A 160A, 161of Village Valvhe, Gut No. 132 Forest Compartment No. 148, 159A of Village Vitave Tal - Sakri, Dist - Dhule. | 2007-08-10 | 5 | Dhule | Brahmanwel
[6 empty] | 2007-08-10 | 5
[6 empty] | 24/08/07 | 10
[6 empty] | 25/09/07 | 5
[6 empty] | 25/09/07 | 5
[6 empty] | 29/09/07 | 6.25
[6 empty] | 30/09/07 | 3.75
11 | Shri Saibaba Sansthan Trust, Post-Shirdi, Tal. Rahata, Dist. Ahmednagar. Shirdi-423 109. | Suzlon Energy Ltd. Pune. | 2.5 | 2 x 1250 | Gut No. 109 of village Bhoire (Supa), Tal. & Dist. Ahmednagar | 14/08/07 | 2.5 | Ahmednagar | Supa
12 | Maharashtra Revangaon Wind Farm Development Pvt. Ltd. 298, Old Mahabalipuram Road, Sholinganalur, Chennai - 600 119 | Vestas Wind Tech. India Pvt. Ltd. | 8.25 | 5 x 1650 | Gut No. 2443 of Village Lengare (Bhud), Tal- Khanapur, Dist- Sangli | 24/08/07 | 4.95 | Sangli | Bhud
[6 empty] | 2007-09-05 | 3.3
13 | Roaring 40's Wind Farms (Khandke) Pvt. Ltd. 302, Boston House, Suren Road, CTS No. 260-261, Andheri East, Mumbai - 400 093 | Enercon India Ltd. Pune | 7.2 | 9 x 800 | Gut No. 192, 194 & 491 of Village 205 Ratadgaon,Tal- & Dist- Ahmednagar. | 22/08/07 | 2.4 | Ahmednagar | Khandke
[6 empty] | 19/12/07 | 0.8
[5 empty] | Gut No. 300, 305 & 303 of Village Agadgaon, (Khandke) Tal - & Dist- Ahmednagar. | 27/09/07 | 1.6
[6 empty] | 2007-01-10 | 0.8
[5 empty] | Gut No. 199 of Village Bardari, (Khandke) Tal- & Dist- Ahmednagar. | 2007-12-10 | 1.6
14 | Gangadhar Narsingdas Agrawal Anand Bhavan, Old Station Road, Margaon, Goa - 403 601. | Suzlon Energy Ltd. Pune. | 6 | 4 x 1500 | Gut No. 876, 865, 671 Forest Compartment No. 251 of Village Nagaj, (Dhalgaon) Tal- Kavathe Mahankal, Dist- Sangli. | 17/09/07 | 4.5 | Sangli | Dhalgaon
[6 empty] | 29/01/08 | 1.5
15 | Shri Naman Developers Ltd. C-31, Naman Chambers, G Block, Bandra Kurla Complex, Opp. Dena Bank, Bandra (E) Mumbai- 400 051 | Vestas Wind Tech. India Pvt. Ltd. | 8.25 | 5 x 1650 | Gut No. 353, 438 and 450 of Village Revangaon (Bhud), Tal- Khanapur, Dist- Sangli | 27/09/07 | 8.25 | Sangli | Bhud
16 | M/s Shah Promoters and Developers AST-1, Success Chambers, 1232 Apte Road, Deccan Gymkhana, Pune - 411 004. | Suzlon Energy Ltd. Pune. | 9 | 6 x 1500 | Gut No.585, 604 and Forest Compartment No. 251 of Village Nagaj (Dhalgaon), Tal- Kavathemahankal, Dist- Sangli | 30/09/07 | 9 | Sangli | Dhalgaon
17 | Standard Greases (Silvassa) 101, Ketan Apartments, 233, R. B. Mehta Marg Ghatkopar (E), Mumbai - 400 077. | Suzlon Energy Ltd. Pune. | 1.5 | 1 x 1500 | Gut No.585 and Forest Compartment No. 251 of Village Nagaj (Dhalgaon), Tal- Kavathemahankal, Dist- Sangli | 30/09/07 | 1.5 | Sangli | Dhalgaon
18 | Navalakha Translines 50-A, Hadapsar Industrial Estate, Pune - 411 013. | Suzlon Energy Ltd. Pune. | 1.5 | 1 x 1500 | Gut No.621 of Village Nagaj (Dhalgaon), Tal- Kavathemahankal, Dist- Sangli | 30/09/07 | 1.5 | Sangli | Dhalgaon
19 | Rohan Housing Pvt. Ltd. Pradeep Chambers, 813, Bhandarkar Institute Road, Pune - 411 004. | Suzlon Energy Ltd. Pune. | 3 | 2 x 1500 | Gut No. 247 & 351 of Village Jamgaon (Aundhewadi) Tal- Sinnar, Dist- Nashik. | 28/09/07 | 1.5 | Nashik | Aundhewadi
[6 empty] | 22/11/07 | 1.5
20 | Sri Kumarswamy Minerals Exports No. 87, S. V. Colony, Near Kumarswamy Temple, Club Road, Bellary, 583 104 | Suzlon Energy Ltd. Pune. | 3 | 2 x 1500 | Gut No. 335 of Village Jamgaon Gut No. 98/4 of Village Khaprale (Aundhewadi) Tal- Sinnar, Dist- Nashik. | 28/09/07 | 1.5 | Nashik | Aundhewadi
[6 empty] | 30/09/07 | 1.5
21 | Fashion Sutings (P) Ltd. 3, Chhabra Mansion, Pur Road,Opp. Water Works, Bhilwara, Rajasthan - 311 001 | Suzlon Energy Ltd. Pune. | 1.5 | 1 x 1500 | Gut No. 635 of Village Nagaj, (Dhalgaon), Tal- Kavathemahankal, Dist- Sangli | 30/09/07 | 1.5 | Sangli | Dhalgaon
22 | Balaji Amines Ltd. Balaji Bhavan, 165-A, Railway Lines, Solapur - 413 001. | Suzlon Energy Ltd. Pune. | 1.5 | 1 x 1500 | Gut No. 624 of Village Nagaj, (Dhalgaon), Tal- Kavathemahankal, Dist- Sangli | 30/09/07 | 1.5 | Sangli | Dhalgaon
23 | Shri Naman Developers Ltd. C-31, Naman Chambers, G Block, Bandra Kurla Complex, Bandra (E) Mumbai- 400 051 | Suzlon Energy Ltd. Pune. | 9 | 6 x 1500 | Gut No. 229 of Village Jamgaon, 116 of Village Ghorwad, Gut No. 77, 79, 80 of Village Khaprale (Aundhewadi) Tal- Sinnar, Dist- Nashik. | 29/09/07 | 4.5 | Nashik | Aundhewadi
[6 empty] | 30/09/07 | 3
[6 empty] | 15/11/07 | 1.5
24 | Shri Naman Developers Ltd. C-31, Naman Chambers, G Block, Bandra Kurla Complex,Opp. Dena Bank, Bandra (E) Mumbai- 400 051 | Suzlon Energy Ltd. Pune. | 1.5 | 1 x 1500 | Gut No. 107/1 of Village Chandrapur, (Aundhewadi) Tal- Sinnar, Dist- Nashik. | 29/09/07 | 1.5 | Nashik | Aundhewadi
25 | Jaiprakash Associates Ltd. JA House, 63, Basant Lok, Vasant Vihar, New Delhi -110 057 | Suzlon Energy Ltd. Pune. | 6 | 4 x 1500 | Gut No. 607, 632, 640, of Village Nagaj, (Dhalgaon), Tal- Kavathemahankal, Dist- Sangli | 30/09/07 | 6 | Sangli | Dhalgaon
26 | Shri Naman Developers Ltd. C-31, Naman Chambers, G Block, Bandra Kurla Complex, Bandra (E) Mumbai- 400 051 | Vestas Wind Tech. (India) Pvt. Ltd. | 8.25 | 5 x 1650 | Gut No. 2443 of Village Lengare 468 of Village Revangaon, (Bhud) Tal- Khanapur Dist- Sangli. | 30/09/07 | 4.95 | Sangli | Bhud
[6 empty] | 2007-12-07 | 3.3
27 | Dhoot Power (A Division of Dhoot Industrial Finance Ltd.) 504, Raheja Centre, 214, Nariman Point, Mumbai - 400 021. | T.S. Wind Power Developers, Satara | 0.675 | 3 x 225 | Gut No.783 & 775 of Village Varud, (Ambheri) Tal- Khatav, Dist- Satara | 2007-01-10 | 0.225 | Satara | Ambheri
[6 empty] | 14/01/08 | 0.45
28 | Rahul Kisanrao Shinde B2, Mark Park Apartment, Erandwane, Pune - 411 038 | T.S. Wind Power Developers, Satara | 0.225 | 1 x 225 | Gut No. 19 of Village Aundh, (Ambheri) Tal- Khatav, Dist- Satara | 14/01/08 | 0.225 | Satara | Ambheri
29 | M/s. Sushant Mohan Jadhav B2,Mark Park, Apartment, Erandwane, Pune -411 038 | T.S. Wind Power Developers, Satara | 0.225 | 1 x 225 | Gut No. 19 of Village Aundh, (Ambheri) Tal- Khatav, Dist- Satara | 2007-10-01 | 0.225 | Satara | Ambheri
30 | Sandeep Shridhar Walimbe 4, Rachana Orchid, G7/18, Law College Road, Pune- 411 038. | T.S. Wind Power Developers, Satara | 0.45 | 2 x 225 | Gut No. 19 of Village Aundh, (Ambheri) Tal- Khatav, Dist- Satara | 2007-10-01 | 0.225 | Satara | Ambheri
[6 empty] | 14/01/08 | 0.225
31 | Everest Kanto Cylinder Ltd. 501, Raheja Centre, Free Press Journal Marg, 214, Nariman Point, Mumbai - 400 021 | T.S. Wind Power Developers, Satara | 0.675 | 3 x 225 | Gut No.776 & 784 of Village Varud, (Ambheri) Tal- Khatav, Dist- Satara | 2007-10-01 | 0.225 | Satara | Ambheri
[6 empty] | 14/01/08 | 0.45
32 | Mahale Shrikant Shravan A-1, "Swamipuram", 2160/B, Sadashiv Peth, Pune-411 030 | T.S. Wind Power Developers, Satara | 0.45 | 2 x 225 | Gut No. 19 of Village Aundh, (Ambheri) Tal- Khatav, Dist- Satara | 2007-10-01 | 0.225 | Satara | Ambheri
[6 empty] | 14/01/08 | 0.225
33 | M/s. Emco Ltd. Plot No. F-5, Road No. 28, Wagle Industrial Estate, Thane - 400 604 | Suzlon Energy Ltd. | 4.5 | 3 x 1500 | Gut No. 98/5 of Village Khaprale (Aundhewadi) Tal- Sinnar, Dist- Nashik. | 15/11/07 | 1.5 | Nashik | Aundhewadi
[5 empty] | Gut No.72 of Village Khaprale & 348 of Village Jamgaon Tal- Sinnar, Dist- Nashik. | 2007-10-12 | 3
34 | The Tata Power Co. Ltd. Bombay House, 24, Homi Modi Street, Fort, Mumbai - 400 001. | Enercon (India) Ltd. | 3.2 | 4 x 800 | Gut No.202, 205 & 207of Village Agadgaon & Gut No. 60/1 of Village Ranjani, (Khandke) Tal & Dist- Ahmednagar. | 30/11/07 | 2.4 | Ahmednagar | Khandke
[6 empty] | 15/12/07 | 0.8
35 | Reliance Innoventures Pvt. Ltd. 3rd Floor, Reliance Energy Centre, Santa Cruz (East), Mumbai - 400 055. | Suzlon Energy Ltd. | 6 | 4 x 1500 | Gut No. 678 of Village Galmewadi, (Gudepanchgani) Tal- Patan, Dist- Satara | 2007-12-05 | 1.5 | Satara | Gudepanchagani
[5 empty] | Gut No. 715 of Village Galmewadi and Gut No. 2125, 2126 of Village Sanbur (Matrewadi) Tal- Patan, Dist- Satara | 15/12/07 | 1.5 | Satara | Matrewadi
[6 empty] | 20/12/07 | 1.5
[5 empty] | Gut No. 1603 of Village Banpuri, (Matrewadi) Tal- Patan, Dist- Satara | 2008-01-11 | 1.5 | Satara | Matrewadi
36 | The Tata Power Co. Ltd. Bombay House, 24, Homi Modi Street, Fort, Mumbai - 400 001. | Enercon (India) Ltd. | 2.4 | 3 x 800 | Gut No. 195 & 196 of Village Agadgaon, (Khandke) Tal & Dist- Ahmednagar. | 15/12/07 | 2.4 | Ahmednagar | Khandke
37 | Reliance Innoventures Pvt. Ltd. 3rd Floor, Reliance Energy Centre, Santa Cruz (East), Mumbai - 400 055. | Suzlon Energy Ltd. | 9 | 6 x 1500 | Gut No. 1013 of Village Mandrul-Kole,Tal- Patan, Dist- Satara | 2008-01-03 | 3 | Satara | Matrewadi
[5 empty] | Gut No. 17/1, 20, 25, of Village Ambawade-Khurd, Tal- Patan, Dist- Satara | 2008-01-09 | 6 | Satara | Matrewadi
38 | L. K. Sons Alloy Pvt. Ltd. 232/2, Khandobamal, Pune - Nashik Road, Bhosari, Pune - 411 039. | T.S. Wind Power Developers, Satara | 0.225 | 1 x 225 | Gut No.776 of Village Varud, (Ambheri) Tal- Khatav, Dist- Satara | 14/01/08 | 0.225 | Satara | Ambheri
39 | Urban Habitat & Enviro 101/16, Uday Grihanirman Vasahat, Erandwane Gaothan, Pune - 411 004. | T.S. Wind Power Developers, Satara | 0.225 | 1 x 225 | Gut No. 19 of Village Aundh, (Ambheri) Tal- Khatav, Dist- Satara | 14/01/08 | 0.225 | Satara | Ambheri
40 | Reliance Innoventures Pvt. Ltd. 3rd Floor, Reliance Energy Centre, Santa Cruz (East), Mumbai - 400 055. | Suzlon Energy Ltd. | 9 | 6 x 1500 | Gut No. 90 of Village Ambawade-Khurd, 51, 544, 475, 474 of Village Ruvale and 213 of Udhavane, (Matrewadi) Tal- Patan, Dist- Satara | 2008-01-11 | 9 | Satara | Matrewadi
41 | Reliance Innoventures Pvt. Ltd. 3rd Floor, Reliance Energy Centre, Santa Cruz (East), Mumbai - 400 055. | Suzlon Energy Ltd. | 7.5 | 5 x 1500 | Gut No. 210, 213, 250 of Village Udhavane, Gut No. 2084, 2080 of Village Sanbur Gut No. 1114 of Village Mandrul-Kole, (Matrewadi) Tal- Patan, Dist- Satara | 2008-01-11 | 3 | Satara | Matrewadi
[6 empty] | 2008-02-02 | 3
[6 empty] | 29/03/08 | 1.5
42 | Omkar Associates 2, Trupti Apartment, Bhandarkar Road, Pune - 411 004. | T.S. Wind Power Developers, Satara | 0.225 | 1 x 225 | Gut No. 19 of Village Aundh, (Ambheri) Tal- Khatav, Dist- Satara | 14/01/08 | 0.225 | Satara | Ambheri
43 | Sunil Dattatray Kulkarni G-40, Ramayannagari, Bibwewadi, Pune -411 037. | T.S. Wind Power Developers, Satara | 0.225 | 1 x 225 | Gut No. 19 of Village Aundh, (Ambheri) Tal- Khatav, Dist- Satara | 14/01/08 | 0.225 | Satara | Ambheri
44 | Jaiprakash Associates Limited JA House, 63, Basant Lok, Vasant Vihar, New Delhi - 110 057 | Suzlon Energy Ltd. | 9 | 6 x 1500 | Gut No. 647 of Village Nagaj, (Dhalgaon) Tal- Kavathe Mahankal, Dist- Sangli, and 647, 648, 639, 638, 665, 675 of Village Tippehali (Dhalgaon), Tal-Sangola, Dist Solapur. | 18/01/08 | 6 | Solapure -5 Sangli -1 | Dhalgaon
[6 empty] | 29/01/08 | 3
45 | Reliance Innoventures Pvt. Ltd. 3rd Floor, Reliance Energy Centre, Santa Cruz (East), Mumbai - 400 055. | Suzlon Energy Ltd. | 4.5 | 3 x 1500 | Gut No. 2116, 1943, 1935, 470 of Village Sanbur, (Matrewadi) Tal- Patan, Dist- Satara | 25/01/08 | 3 | Satara | Matrewadi
[6 empty] | 2008-02-02 | 1.5
46 | Madhav Wind Farms 872, Sai Krupa Apartment, Bhandarkar Road, Shivajinagar, Pune - 411 004 | T.S. Wind Power Developers, Satara | 0.225 | 1 x 225 | Gut No.781 of Village Varud, (Ambheri) Tal- Khatav, Dist- Satara | 28/01/08 | 0.225 | Satara | Ambheri
47 | Sharp Engineers Plot No. A-77, H Block MIDC, Pimpri, Pune 411 018 | T.S. Wind Power Developers, Satara | 0.225 | 1 x 225 | Gut No. 788 of Village Varud, (Ambheri) Tal- Khatav, Dist- Satara | 28/01/08 | 0.225 | Satara | Ambheri
48 | Mission Biofuels India Pvt. Ltd. 608, Powai Plaza, Hiranandani Businesss Park, Powai, Mumbai - 400 076 | Vestas Wind Tech. (India) Pvt. Ltd. | 3.3 | 2 x 1650 | Gut No. 406 of Village Lengare and 352 of Village Revangaon, (Bhud),Tal- Khanapur, Dist- Sangli | 20/02/08 | 3.3 | Sangli | Bhud
49 | Roaring 40's Wind Farms (Khandke) Pvt. Ltd. 302, Booston House, Suren Road, CTS No. 260 - 261, Andheri East, Mumbai - 400 093 | Enercon (India) Ltd. | 7.2 | 9 x 800 | Gut No.451,471,491 of Village Agadgaon & Gut No. 164, 166, 184,186, 220, 223 of Village Ratadgaon (Khandke) Tal- & Dist- Ahmednagar. | 18/02/08 | 7.2 | Ahmednagar | Khandke
50 | Vankey Bihari Construction Pvt. Ltd. B-7 A, Janki Vihar Marg, Bani Park, Jaipur - 302 016 | Suzlon Energy Ltd. | 0.6 | 1 x 600 | Gut No. 235/5 of Village Charan, (Gudepanchagani) Tal- Shirala, Dist- Sangli | 2008-03-11 | 0.6 | Sangli | Gudepanchagani
51 | Reliance Innoventures Pvt. Ltd. 3rd Floor, Reliance Energy Centre, Santa Cruz (East), Mumbai - 400 055. | Suzlon Energy Ltd. | 1.5 | 1 x 1500 | Gut No. 395, 231 of Village Udhavane, (Matrewadi) Tal- Patan, Dist- Satara | 2008-03-04 | 1.5 | Satara | Matrewadi
52 | M/s. P. Mohan Lal 174/1, Opp. B. T. Jain Temple, Narsaraja Road, Davangere - 577 001 | Suzlon Energy Ltd. | 0.6 | 1 x 600 | Gut No. 235/2 of Village Charan, (Gudepanchgani), Tal- Shirala, Dist- Sangli | 2008-03-11 | 0.6 | Sangli | Gudepanchagani
53 | Gole Precision Tools Pvt. Ltd. 5, Amarja Apartments, 28, Mrutunjay Colony, Kothrud, Pune- 411 038 | T.S. Wind Power Developers, Satara | 0.45 | 2 x 225 | Gut No. 277of Village Jaigaon (Ambheri) Tal-Khatav, Dist- Satara | 15/03/08 | 0.45 | Satara | Ambheri
54 | Vikram Enterprises E/G-1, Mukund Nagar, Andheri-Kurla Road, Andheri (East) Mumbai - 400 059 | T.S. Wind Power Developers, Satara | 0.225 | 1 x 225 | Gut No. 795 of Village Varud, (Ambheri) Tal- Khatav, Dist- Satara | 15/03/08 | 0.225 | Satara | Ambheri
55 | K. S. Cold Storage 58/2/1 Hol Turfe Haveli, Nandurbar - 425 412 | T.S. Wind Power Developers, Satara | 0.225 | 1 x 225 | Gut No.811 of Village Varud, (Ambheri) Tal- Khatav, Dist- Satara | 15/03/08 | 0.225 | Satara | Ambheri
56 | K.S.Cold Storage & Ware Housing Corporation Shanti Palace, Station Area, Dondaicha - 425 408. | T.S. Wind Power Developers, Satara | 0.225 | 1 x 225 | Gut No. 807 of Village Varud, (Ambheri) Tal- Khatav, Dist- Satara | 15/03/08 | 0.225 | Satara | Ambheri
57 | Jaiprakash Associates Limited JA House, 63, Basant Lok, Vasant Vihar, New Delhi - 110 057 | Suzlon Energy Ltd. | 9 | 6 x 1500 | Gut No. 585 Forest Compartment No. 251 Nagaj, Tal- Kavathe Mahankal, Dist- Sangli Gut No. 653, 654, 655 of Village Nagaj, Tal- Kavathe Mahankal, Dist- Sangli, and 612, 659 of Village Tippehali Tal-Sangola, Dist Solapur. | 18/03/08 | 9 | Solapure - 2 Sangli -4 | Dhalgaon
58 | Charisma Builders Kamal Kunj, First Floor, Central Avenue Rd. Chembur, Mumbai - 400 071 | RRB Energy Ltd. | 9 | 15 x 600 | Gut No.270, 271, 272, 273of Village Jaygaon, 21 of Aundh, Gut No. 691 of Varud & 674 of Gopuj (Ambheri) Tal - Khatav, Dist- Satara | 18/03/08 | 4.8 | Satara | Ambheri
[6 empty] | 30/03/08 | 3.6
[6 empty] | 31/03/08 | 0.6
59 | Subhash Kadam & Associates Flat No. 1001, D Wing, Tapovan, Mendhi Farm, Gokhalenagar, Pune -411016 | T.S. Wind Power Developers, Satara | 0.45 | 2 x 225 | Gut No. 249 & 276 of Village Jaigaon & Gut No.811 of Village Varud, (Ambheri) Tal- Khatav, Dist- Satara | 25/03/08 | 0.45 | Satara | Ambheri
60 | Asian Hotels Limited Bhikaji Cama Place, Ring Road, New Delhi - 110 607. | Suzlon Energy Ltd. | 1.5 | 1 x 1500 | Gut No. 605 of Village Tipehalli (Dhalgaon) Tal- Sangola, Dist Solapur. | 27/03/08 | 1.5 | Solapure | Dhalgaon
61 | Roaring 40's Wind Farms (Khandke) Pvt. Ltd. 302, Booston House, Suren Road, CTS - 260-261, Andheri East, Mumbai - 400 093 | Enercon (India) Ltd. | 0.8 | 1 x 800 | Gut No. 334 of Village Agadgaon, (Khandke) Tal- & Dist- Ahmednagar. | 31/03/08 | 0.8 | Ahmednagar | Khandke
62 | Savita Chemicals Ltd. 66/67, Nariman Bhavan, Nariman Point, Mumbai - 400 021 | Enercon (India) Ltd. | 1.6 | 2 x 800 | Forest Gut No. 173/1, Comp. No. 279 of Village Aundhewadi, Tal Sinnar, Dist- Nashik | 27/03/08 | 0.8 | Nashik | Aundhewadi
[6 empty] | 31/03/08 | 0.8
63 | Bombay Crimpers (P) Ltd. Shop No. 1, Sandeep Apartments, Ram Ganesh Gadkari Marg, Off. Ram Maruti Road, Thane. | Suzlon Energy Ltd. | 0.6 | 1 x 600 | Gut No. 78/2 of Village Sonawade, (Gudepanchagani) Tal- Shirala, Dist- Sangli | 29/03/08 | 0.6 | Sangli | Gudepanchagani
64 | Dr. Santosh Prabhu 1971 C Laxmipuri, Kolhapur - 416 002 | Suzlon Energy Ltd. | 0.6 | 1 x 600 | Gut No. 81/1/1A of Village Sonawade, (Gudepanchagani) Tal- Shirala, Dist- Sangli | 29/03/08 | 0.6 | Sangli | Gudepanchagani
65 | EMCO Ltd. Plot No. F-5, Road No. 28, Wagle Industrial Estate, Thane - 400 604. | Suzlon Energy Ltd. | 4.5 | 3 x 1500 | Gut No. 969/1, 969/2 of Village Konambe Tal- Sinnar, Dist- Nashik. | 31/03/08 | 3 | Nashik | Aundhewadi
[5 empty] | 837of Village Konambe Tal- Sinnar, Dist- Nashik. | 31/03/08 | 1.5
66 | Asian Hotels Limited Bhikaji Cama Place, Ring Road, New Delhi - 110 607 | Suzlon Energy Ltd. | 1.5 | 1 x 1500 | Gut No. 833, 834 of Village Konambe (Aundhewadi) Tal- Sinnar, Dist- Nashik. | 31/03/08 | 1.5 | Nashik | Aundhewadi
67 | Sunilkumar Ramlal Shah Dipti Traders, Plot No. 6, Market Yard, Satara. | Enercon (India) Ltd. | 0.8 | 1 x 800 | Forest Gut No. 173/1, Comp. No. 279 of Village Aundhewadi, Tal Sinnar, Dist- Nashik | 30/03/08 | 0.8 | Nashik | Aundhewadi
68 | M/s. Sushant Mohan Jadhav B2, Mark Park Apartment, Erandwane, Pune -411 038 | T.S. Wind Power Developers, Satara | 0.45 | 2 x 225 | Gut No. 825 of Village Varud, (Ambheri) Tal- Khatav, Dist- Satara | 30/03/08 | 0.45 | Satara | Ambheri
| Rahul Kisanrao Shinde Jai Bunglow, Kothrud, Pune - 411 038 | T.S. Wind Power Developers, Satara | 0.225 | 1 x 225 | Gut No. 825 of Village Varud, (Ambheri) Tal- Khatav, Dist- Satara | 30/03/08 | 0.225 | Satara | Ambheri
69 | Charisma Builders Kamal Kunj, First Floor, Central Avenue Rd. Chembur, Mumbai -400 071 | RRB Energy Ltd. | 1.8 | 3 x 600 | Gut No. 674 of Gopuj (Ambheri) Tal- Khatav, Dist- Satara | 30/03/08 | 0.6 | Satara | Ambheri
[6 empty] | 31/03/08 | 1.2
70 | Shree Naman Developers Ltd. 315 Parekh Market, 39 JSS Road, Opera House, Mumbai | T.S. Wind Power Developers, Satara | 1.125 | 5 x 225 | Gut No. 817, 777, 792 & 734 of Village Varud & Gut No. 256, 272, 778, 779, 780 of Village Jaigaon (Ambheri) Tal- Khatav, Dist- Satara | 30/03/08 | 0.9 | Satara | Ambheri
[6 empty] | 31/03/08 | 0.225
71 | Shrikant Shravan Mahale A-1, "Swamipuram", 2160/B, Sadashiv Peth, Pune-411 030 | T.S. Wind Power Developers, Satara | 0.225 | 1 x 225 | Gut No. 275 of Village Jaigaon (Ambheri) Tal- Khatav, Dist- Satara | 30/03/08 | 0.225 | Satara | Ambheri
72 | PTC India Limited 2nd Floor, NBCC Tower, 15 Bhikaji Cama Place New Delhi - 110 066 | Suzlon Energy Ltd. | 6 | 4 x 1500 | Gut No. 968 of Village Konambe (Aundhewadi) Tal- Sinnar, Dist- Nashik. | 31/03/08 | 6 | Nashik | Aundhewadi
73 | Pradeep Bandhu Ajmer Road, Bhilwara - 311 001 | Suzlon Energy Ltd. | 0.6 | 1 x 600 | Gut No. 80/2 of Village Sonawade, (Gudepanchagani) Tal- Shirala, Dist- Sangli | 31/03/08 | 0.6 | Sangli | Gudepanchagani
74 | P. Vijaykumar # 174/1, Opp. B. T. Jain Temple, Narasaraja Road, Davangere - 577 001 Karnataka | Suzlon Energy Ltd. | 0.6 | 1 x 600 | Gut No. 236 of Village Charan, (Gudepanchagani) Tal- Shirala, Dist- Sangli | 30/03/08 | 0.6 | Sangli | Gudepanchagani
75 | Air Control (India) Pvt. Ltd. 1st Floor, Adam's Court, Baner Road, Pune - 411 045 | Suzlon Energy Ltd. | 0.6 | 1 x 600 | Gut No.81/1B, 81/2 of Village Sonawade, (Gudepanchagani) Tal- Shirala, Dist- Sangli | 31/03/08 | 0.6 | Sangli | Gudepanchagani
76 | Roaring 40's Wind Farms (Khandke) Pvt. Ltd. 302, Booston House, Suren Road, CTS NO. 260-261, Andheri East, Mumbai - 400 093 | Enercon (India) Ltd. | 3.2 | 4 x 800 | Gut No. 67,68,72 of Village Balewadi, (Khandke) Tal- & Dist- Ahmednagar. | 31/03/08 | 3.2 | Ahmednagar | Khandke
77 | Hindustan Platinum Pvt. Ltd. C-122, TCC Industrial Area, Pawane, Navi Mumbai - 400 703 | Vestas Wind Tech. (India) Pvt. Ltd. | 3.3 | 2 x 1650 | Gut No. 297 & 722 of Village Revangaon (Bhud), Tal- Khanapur, Dist- Sangli | 31/03/08 | 3.3 | Sangli | Bhud
78 | Rajendra Exim Pvt. Ltd. A-27/13, Kanti Chandra Road, Bani Park, Jaipur-302 016 | Suzlon Energy Ltd. | 0.6 | 1 x 600 | Gut No. 224 of Village Mandur, (Gudepanchagani) Tal- Shirala, Dist- Sangli | 31/03/08 | 0.6 | Sangli | Gudepanchagani
79 | T. S. Wind Power Developers H-3-4, 1st Floor, Govind Plaza, Opp. New DCC Bank, Zilla Parishad Road, Satara -415 002 | T.S. Wind Power Developers, Satara | 0.6 | 1 x 600 | Gut No. 825 of Village Varud, (Ambheri) Tal- Khatav, Dist- Satara | 31/03/08 | 0.6 | Satara | Ambheri
|  |  | 269.8 |  |  |  | 269.8

## 2008 - 2009
2008-2009
Sr. No. | Name of Investor | Developer | Capacity MW |  | Gut No. & Place | Commissined Capacity & Date |  | District | Site
|  |  | MW | Machin No. |  | Date | MW
1 | Jsons Foundry Pvt. Ltd. G- 13, Kupwad Block, Sangli - 416 436 | Suzlon Energy Ltd. | 1.2 | 2 x 600 | Gut No. 82/1/B, 82/1/3A of Village Sonawade, (Gudepanchagani) Tal- Shirala, Dist- Sangli | 19/04/08 | 0.6 | Sangli | Gudepanchgani
[6 empty] | 2008-05-08 | 0.6
2 | Reliance Innoventures Pvt. Ltd. 3rd Floor, Reliance Energy Centre, Santa Cruz (East), Mumbai - 400 055. | Suzlon Energy Ltd. | 1.5 | 1 x 1500 | Gut No. 210, 213, 250 of Village Udhavane, Gut No. 2084, 2080 of Village Sanbur Gut No. 1114 of Village Mandrul-Kole, (Matrewadi) Tal- Patan, Dist- Satara | 27/03/09 | 1.5 | Satara | Matrewadi
3 | Reliance Innoventures Pvt. Ltd. 3rd Floor, Reliance Energy Centre, Santa Cruz (East), Mumbai - 400 055. | Suzlon Energy Ltd. | 1.5 | 1 x 1500 | Gut No. 2116, 1943, 1935, 470 of Village Sanbur, (Matrewadi) Tal- Patan, Dist- Satara | 27/03/09 | 1.5 | Satara | Matrewadi
4 | Roaring 40's Wind Farms (Khandke) Pvt. Ltd. 302, Booston House, Suren Road, CTS No. 260 - 261, Andheri East, Mumbai - 400 093 | Enercon (India) Ltd. | 1.6 | 2 x 800 | Gut No. 177, 184 of Village Ranjani, (Khandke) Tal- & Dist- Ahmednagar | 2008-05-12 | 1.6 | Ahmednagar | Khandke
5 | Reliance Innoventures Pvt. Ltd. 3rd Floor, Reliance Energy Centre, Santa Cruz (East), Mumbai - 400 055. | Suzlon Energy Ltd. | 4.5 | 3 x 1500 | Gut No. 395, 231 of Village Udhavane, (Matrewadi) Tal- Patan, Dist- Satara | 20/06/08 | 1.5 | Satara | Matrewadi
[5 empty] | Gut No. 1602 of Village Salve, (Matrewadi) Tal- Patan, Dist- Satara | 20/06/08 | 1.5
[5 empty] | Gut No. 66 of Village Ruvale, (Matrewadi) Tal- Patan, Dist- Satara | 17/11/08 | 1.5
6 | Shree Naman Developers Ltd. 315 Parekh Market, 39 JSS Road, Opera House, Mumbai | T.S. Wind Power Developers, Satara | 1.125 | 5 x 225 | Gut No. 817, 777, 792 & 734 of Village Varud & Gut No. 256, 272, 778, 779, 780 of Village Jaigaon (Ambheri) Tal- Khatav, Dist- Satara | 25/04/08 | 0.675 | Satara | Ambheri
[6 empty] | 21/07/08 | 0.225
[5 empty] | Gut No. 771 of Village Varud, (Ambheri), Tal- Khatav, Dist- Satara | 21/07/08 | 0.225
7 | Roaring 40's Wind Farms (Khandke) Pvt. Ltd. 302, Booston House, Suren Road, CTS NO. 260-261, Andheri East, Mumbai - 400 093 | Enercon (India) Ltd. | 6.4 | 8 x 800 | Gut No. 45,47, 48, 49, 50 63/1, 73 of Village Pimpalgaon Ghat, Tal- Ashti, Dist-Beed. Gut No. 494 of Village Ratadgaon Tal. & Dist. Ahmednagar | 2008-05-12 | 2.4 | Beed -7 Ahmednagar-1
[6 empty] | 23/05/08 | 1.6
[6 empty] | 28/05/08 | 1.6
[6 empty] | 31/05/08 | 0.8
8 | Sau Taradevi Ratanlal Bafna Nayantara, Subhash Chowk, Jalgaon | T.S. Wind Power Developers, Satara | 0.6 | 1 x 600 | Gut No. 825 of Village Varud, (Ambheri) Tal- Khatav, Dist- Satara | 21/07/08 | 0.6 | Satara | Ambheri
9 | Anusuya Arvind Enterprises 207/208, Bhaveshwar Arcade, L.B.S.Marg,Opp. Shreyas Cinema, Ghatkopar (W), Mumbai-400 086. | RRB Energy Ltd. | 0.6 | 1 x 600 | Gut No.175 of Village Kusalamb, (Sautada) Tal- Patoda, Dist- Beed. | 15/05/08 | 0.6 | Beed | Sautada
10 | The Swasti Produce Co. (P) Ltd. 207/208, Bhaveshwar Arcade, L.B.S.Marg, Opp. Shreyas Cinema, Ghatkopar (W), Mumbai-400 086. | RRB Energy Ltd. | 0.6 | 1 x 600 | Gut No.223 of Village Kusalamb, (Sautada) Tal- Patoda, Dist- Beed. | 15/05/08 | 0.6 | Beed | Sautada
11 | Pankaj Diamond 915, Prasad Chambers, Opera House, Mumbai- 400 004. | RRB Energy Ltd. | 1.2 | 2 x 600 | Gut No.222 of Village Kusalamb, (Sautada) Tal- Patoda, Dist- Beed. | 15/05/08 | 0.6 | Beed | Sautada
[5 empty] | Gut No.10 of Village Bhurewadi, (Sautada) Tal- Patoda, Dist- Beed. | 28/07/08 | 0.6 | Beed | Sautada
12 | Munjani Brothers 2403, Panchratna, M.P.Marg, Opera House, Mumbai - 400 004. | RRB Energy Ltd. | 2.4 | 4 x 600 | Gut No. 165/B & 173A of Village Kusalamb, Gut No. 743, 742of Village Mugaon Tal- Patoda, Dist- Beed. | 15/05/08 | 1.2 | Beed | Sautada
[6 empty] | 18/06/08 | 0.6
[6 empty] | 2008-03-07 | 0.6
13 | Mirah Dekor Ltd. 208, Parvati Indl. Estate, 2nd Floor, Sun Mill Compound, Lower Parel, (W) Mumbai - 400013 | RRB Energy Ltd. | 0.6 | 1 x 600 | Gut No.219 of Village Kusalamb, (Sautada) Tal- Patoda, Dist- Beed. | 15/05/08 | 0.6 | Beed | Sautada
14 | Bhagwan Energy Limited Station Road, Ujhani - 243 639 Dist - Budaun (U.P.) | Suzlon Energy Ltd. | 0.6 | 1 x 600 | Gut No. 223 of Village Mandur, (Gudepanchagani) Tal- Shirala, Dist- Sangli | 2008-05-09 | 0.6 | Sangli | Gudepanchagani
15 | Enercon Wind Farms (Sai) Pvt. Ltd. Plot No. 31, Kolsite House, Shah Industrial Estate, Veera Desai Road, Andheri (W), Mumbai - 400 053. | Enercon (India) Ltd. | 0.8 | 1 x 800 | Forest Gut No. 173/1, Comp. No. 279 of Village Aundhewadi, Tal Sinnar, Dist- Nashik | 22/05/08 | 0.8 | Nashik | Aundhewadi
16 | Nayak Properties (P) Ltd. 207/208, 2nd Floor, Bhaveshwar Arcade, Opp. Shreyas Cinema, L.B.S.Marg, Ghatkopar (W) Mumbai-400 086. | RRB Energy Ltd. | 0.6 | 1 x 600 | Gut No.218 of Village Kusalamb, (Sautada) Tal- Patoda, Dist- Beed. | 28/05/08 | 0.6 | Beed | Sautada
17 | Kiran Gems Pvt. Ltd. 109- Prasad Chambers, Opera House, Mumbai- 400 004. | RRB Energy Ltd. | 2.4 | 4 x 600 | Gut No.218 & 221of Village Kusalamb, Tal- Patoda, Dist- Beed. | 28/05/08 | 0.6 | Beed | Sautada
[6 empty] | 28/05/08 | 0.6
[5 empty] | Gut No. 721, 722, 735& 737of Village Mugaon,Tal- Patoda, Dist- Beed. | 2008-07-03 | 1.2
18 | Priyadarshini Polysacks Ltd. F-41, 1st Floor, Trade Centre, Station Road, Kolhapur - 416 001 | Suzlon Energy Ltd. | 1.2 | 2 x 600 | Gut No. 225 & 226 of Village Mandur (Gudepanchagani) Tal- Shirala, Dist- Sangli | 2008-06-03 | 0.6 | Sangli | Gudepanchagani
[6 empty] | 2008-06-09 | 0.6
19 | Avon Cycles Limited G.T. Road, Ludhiana - 141 003 | Suzlon Energy Ltd. | 1.5 | 1 x 1500 | Gut No. 968 of Village Konambe Tal- Sinnar, Dist- Nashik. | 2008-06-03 | 1.5 | Nashik | Aundhewadi
20 | Nagpur Tools Pvt. Ltd. Kanoria Bhavan Ghat Road, Nagpur -440 018 | RRB Energy Ltd. | 0.6 | 1 x 600 | Gut No.220 of Village Kusalamb, Tal- Patoda, Dist- Beed. | 28/05/08 | 0.6 | Beed | Sautada
21 | Tanaaya Gems & Jewellery Exports Ltd. 347-A, Panchratna, M.P.Marg, Opera House, Mumbai- 400 004. | RRB Energy Ltd. | 2.4 | 4 x 600 | Gut No.212 & 278 of Village Kusalamb, Gut No.10 & 39 of Village Bhurewadi Tal- Patoda, Dist- Beed. | 18/06/08 | 1.2 | Beed | Sautada
[6 empty] | 28/07/08 | 1.2
22 | Jaimin Jewellery Exports 2403, Panchratna, Mama Parmanand Marg, Opera House, Mumbai - 400 004. | RRB Energy Ltd. | 1.2 | 2 x 600 | Gut No. 280 & 156B of Village Kusalamb, (Sautada) Tal- Patoda, Dist- Beed. | 18/06/08 | 0.6 | Beed | Sautada
[6 empty] | 2008-07-03 | 0.6
23 | Classic Marble Impex Pvt.Ltd. 15, Bhandup Village Road, Next to Ceat Tyres, Subhash Nagar, Bhandup(W), Mumbai - 400 078. | Vestas Wind Tech. (India) Pvt. Ltd. | 3.3 | 2 x 1650 | Gut No. 290 & 251 of Village Revangaon, Tal- Khanapur, Dist- Sangli | 26/06/08 | 1.65 | Sangli | Bhud
[6 empty] | 2008-09-01 | 1.65
24 | Nav Gases & Chemicals Plot No. 50-A, Hadapsar Industrial Estate, Pune - 411 013 | T.S. Wind Power Developers, Satara. | 0.6 | 1 x 600 | Gut No.825 of Village Varud, (Ambheri) Tal- Khatav, Dist- Satara | 21/07/08 | 0.6 | Satara | Ambheri
25 | Naved Investment & Trading Company Ltd. 66/67, Nariman Bhavan, Nariman Point, Mumbai - 400 021 | Enercon (India) Ltd. | 0.8 | 1 x 800 | Forest Gut No.234, Comp. No. 30 of Village Manhere, (Panchpatta)Tal Akole, Dist-Ahmednagar. | 24/07/08 | 0.8 | Ahmednagar | Panchpatta
26 | Khatri Investments Pvt. Ltd. 66/67, Nariman Bhavan, 6th Floor, Nariman Point, Mumbai - 400 021 | Enercon (India) Ltd. | 0.8 | 1 x 800 | Forest Gut No.233, Comp. No. 30 of Village Manhere, (Panchpatta)Tal - Akole, Dist-Ahmednagar. | 24/07/08 | 0.8 | Ahmednagar | Panchpatta
27 | Pramukh Gems 4, Shreeji Plaza,Tata Road No.2, Opera House, Mumbai - 400 004. | RRB Energy Ltd. | 0.6 | 1 x 600 | Gut No. 11 of Village Bhurewadi, (Sautada) Tal- Patoda, Dist- Beed. | 28/07/08 | 0.6 | Beed | Sautada
28 | Lokesh Industries 29/14, D-II Block, M.I.D.C., Chinchwad, Pune - 411 019 | Shriram EPC Ltd. | 0.25 | 1 x 250 | Gut No. 4 of Village Rameshwar, Tal- Khatav, Dist- Satara | 24/07/08 | 0.25 | Satara | Ambheri
29 | Associated Stone Industries (Kotah) Ltd. 419-B, Kalbadevi Road, Joshi Wadi, 2nd Floor, Mumbai - 400 002 | Shriram EPC Ltd. | 2.5 | 10 x 250 | Gut No. 82, 8, 27, of Village Rameshwar, Tal- Khatav, Dist- Satara | 24/07/08 | 1.75 | Satara | Ambheri
[5 empty] | 18 & 26 of Village Rameshwar, Tal- Khatav, Dist- Satara | 28/03/09 | 0.75
30 | Spark Engineers L-23 Additional MIDC, Satara. | Shriram EPC Ltd. | 0.25 | 1 x 250 | Gut No. 28 of Village Rameshwar, (Ambheri) Tal- Khatav, Dist- Satara | 24/07/08 | 0.25 | Satara | Ambheri
31 | M/s. Arvind Sarees A-55, Raviwar Peth, Phaltan, Tal- Phaltan, Dist- Satara | Shriram EPC Ltd. | 0.25 | 1 x 250 | Gut No. 28 of Village Rameshwar, (Ambheri) Tal- Khatav, Dist- Satara | 24/07/08 | 0.25 | Satara | Ambheri
32 | Rahul Dyeing & Printing Pvt.Ltd. Plot No. 111/1, Road No. 13, M.I.D.C., Andheri, Mumbai - 400 093 | Shriram EPC Ltd. | 0.25 | 1 x 250 | Gut No. 27 of Village Rameshwar, (Ambheri) Tal- Khatav, Dist- Satara | 24/07/08 | 0.25 | Satara | Ambheri
33 | Ind-Aust Maritime Pvt. Ltd. 715, J.K. Chambes, Sector-17, Vashi, New Mumbai - 400 703. | Shriram EPC Ltd. | 0.75 | 3 x 250 | Gut No. 19 of Village Rameshwar, Tal- Khatav, Dist- Satara | 24/07/08 | 0.75 | Satara | Ambheri
34 | Swaraj PVC Pipes Pvt. Ltd. 40, Raviwar Peth, Phaltan, Tal- Phaltan, Dist- Satara | Shriram EPC Ltd. | 0.25 | 1 x 250 | Gut No. 28 of Village Rameshwar, Tal- Khatav, Dist- Satara | 24/07/08 | 0.25 | Satara | Ambheri
35 | Sri Kumarswamy Mineral Exports No. 87, S. V. Colony, Near Kumarswamy Temple, Club Road, Bellary, 583 104 | Suzlon Energy Ltd. | 4.5 | 3 x 1500 | Gut No. 837 of Village Konambe Tal- Sinnar, Dist- Nashik. | 31/07/08 | 1.5 | Nashik | Aundhewadi
[6 empty] | 2008-08-11 | 1.5
[6 empty] | 31/08/08 | 1.5
36 | Mrs. Anuradha Kantilal Sancheti 7, ICS Colony, Bhosale Nagar, Pune - 411 007 | T.S. Wind Power Developers | 0.6 | 1 x 600 | Gut No. 1240 of Village Varud, (Ambheri) Tal- Khatav, Dist- Satara | 2008-08-04 | 0.6 | Satara | Ambheri
37 | Dr. K. H. Sancheti Sancheti Institute for Orthopaedics & Rehabilitation 16, Shivajinagar, Pune- 411 016 | T.S. Wind Power Developers | 0.225 | 1 x 225 | Gut No. 728 of Village Jaigaon (Ambheri) Tal- Khatav, Dist- Satara | 2008-08-04 | 0.225 | Satara | Ambheri
38 | Lachman W. Panjabi 7, Jasville, 2nd Floor, Opp. Liberty Cinema, 9, New Marine Lines, Mumbai- 20 | T.S. Wind Power Developers | 0.45 | 2 x 225 | Gut No. 726 & 1311 of Village Jaigaon (Ambheri) Tal-Khatav, Dist-Satara | 2008-08-04 | 0.45 | Satara | Ambheri
39 | Cinemax India Ltd. 349, Business Point, 8th Floor, 805, Western Express High Way, Andheri, (W), Mumbai - 400 069. | Vestas Wind Tech. (India) Pvt. Ltd. | 1.65 | 1 x 1650 | Gut No. 248 of Village Revangaon (Bhud), Tal- Khanapur, Dist- Sangli | 26/08/08 | 1.65 | Sangli | Bhud
40 | Ashiana Exports Inc. Sidwa House, Ground Floor, Fire Brigade Lane, N.A.Sawant Marg, Colaba, Mumbai-400 005. | Pioneer Wincon Pvt. Ltd. | 1.25 | 5 x 250 | Gut No.21of Village Aundh, (Ambheri) Tal- Khatav, Dist- Satara | 26/09/08 | 1.25 | Satara | Ambheri
41 | Sanjana Power 116, Balaji Bhavan, 11th Floor, Nariman Point, Mumbai - 400 021. | Pioneer Wincon Pvt. Ltd. | 2.25 | 9 x 250 | Gut No. 610, 616, 691, 692 of Village Varud and Gut No. 21 of Village Aundh, Tal- Khatav, Dist- Satara | 26/09/08 | 2.25 | Satara | Ambheri
42 | Quantum Equipment Co. Ltd. 301, Rajshree Plaza, Opp. Shreyas Cinema, L.B.S. Marg, Ghatkopar (W), Mumbai- 400 086 | Pioneer Wincon Pvt. Ltd. | 0.5 | 2 x 250 | Gut No. 692 of Village Varud and Gut No.21of Village Aundh, (Ambheri) Tal- Khatav, Dist- Satara | 26/09/08 | 0.5 | Satara | Ambheri
43 | Specialise Instruments Marketing Co. 18th Fort View, Scheme No. 6, Road No. 1, Sion (E), Mumbai - 400 022 | Pioneer Wincon Pvt. Ltd. | 0.5 | 2 x 250 | Gut No. 692 of Village Varud, and Gut No.21of Village Aundh, (Ambheri) Tal- Khatav, Dist- Satara | 26/09/08 | 0.5 | Satara | Ambheri
44 | M. B. Foods Pvt. Ltd. 2A/1-2, Sector A, Industrial Area, Sanwer Road, Indore - 452 015. | Pioneer Wincon Pvt. Ltd. | 0.75 | 3 x 250 | Gut No. 21 of Village Aundh, (Ambheri) Tal- Khatav, Dist- Satara | 26/09/08 | 0.75 | Satara | Ambheri
45 | Gujrat Gems Pvt. Ltd. 425/A, Raut Industrial Estate, 1st Floor, Behind Johnson & Johnson, Mogul Lane Mahim (W), Mumbai - 400 016. | Pioneer Wincon Pvt. Ltd. | 0.75 | 3 x 250 | Gut No. 610 of Village Varud and Gut No. 21 of Village Aundh, (Ambheri) Tal- Khatav, Dist- Satara | 26/09/08 | 0.75 | Satara | Ambheri
46 | Sameera Fashions Pvt. Ltd. G-2, Chawla House, Wodehouse, Colaba, Mumbai - 400 005 | Pioneer Wincon Pvt. Ltd. | 0.25 | 1 x 250 | Gut No.21 of Village Aundh, (Ambheri) Tal- Khatav, Dist- Satara | 26/09/08 | 0.25 | Satara | Ambheri
47 | Enercon Wind Farms (Sai) Pvt. Ltd. Kolsite House, Plot No. 31, Shah Industrial Estate, Veera Desai Road, Andheri (West) Mumbai - 400 053. | Enercon (India) Ltd. | 9.6 | 12 x 800 | Forest Gut No. 115, Comp. No. 28,30 of Village Ambevangan & Forest Gut No. 83 (253), Comp. No. 27 of Village Shenit, Bk. & Forest Gut No. 395, Comp. No. 28, 30 of Village Waranghushi, (Panchpatta)Tal Akole, Dist-Ahmednagar. | 13/09/08 | 2.4 | Ahmednagar | Panchpatta
[6 empty] | 24/09/08 | 0.8
[6 empty] | 2008-12-04 | 4
[6 empty] | 2009-02-11 | 0.8
[6 empty] | 26/02/09 | 0.8
[6 empty] | 17/03/09 | 0.8
48 | Western Precicast Pvt.Ltd. Gat No. 170, Near Kupwad M.I.D.C., Village, Savali, Tal-Miraj, Dist- Sangli - 416 410 | Suzlon Energy Ltd. | 1.5 | 1 x 1500 | Gut No. 968 of Village Konambe (Aundhewadi) Tal- Sinnar, Dist- Nashik. | 23/09/08 | 1.5 | Nashik | Aundhewadi
49 | Vishal Nirmiti Pvt.Ltd. S.No. 255/1+2/2, Ashiyana Park-II, Opp. Gaikwad Petrol Pump, Aundh - Baner, Pune - 411 007 | RRB Energy Ltd. | 0.6 | 1 x 600 | Gut No.156/B/3 of Village Kusalamb, Tal- Patoda, Dist- Beed. | 24/09/08 | 0.6 | Beed | Sautada
50 | Bio-Tech Vision Care 305, Asiatic Trade Centre, Nr. Jain Derasar, Navrangpura, Ahmedabad - 380 009. | RRB Energy Ltd. | 1.2 | 2 x 600 | Gut No.130 of Village Kusalamb & 755 Mugaon of (Sautada) Tal- Patoda, Dist- Beed. | 24/09/08 | 1.2 | Beed | Sautada
51 | Basant Agro Tech (India) Ltd. Near S.T. Bus Workshop, Kaulded, Akola - 444 001. | RRB Energy Ltd. | 0.6 | 1 x 600 | Gut No.95 of Village Kusalamb, (Sautada) Tal- Patoda, Dist- Beed. | 24/09/08 | 0.6 | Beed | Sautada
52 | Sheth Developers Pvt. Ltd. 11, Vora Place, Next to Dena Bank, M.G.Road, Kandivali (W), Mumbai - 400 067. | Vestas Wind Tech. (India) Pvt. Ltd. | 6.6 | 4 x 1650 | Gut No. 126,128,180/3, 180/4, 180/10, 181/4, 113 of Village Dhondgewadi and Gut No. 743 of Village Revangaon (Bhud), Tal- Khanapur, Dist- Sangli | 30/09/08 | 3.3 | Sangli | Bhud
[6 empty] | 30/09/08 | 3.3
53 | Unirose Textiles Processors Pvt. Ltd. 10,41,65-68, Sector B, Shri Laxmi Sahakari Aoudhyogik Vasahat Ltd. Hatkanangale, Dist- Kolhapur | Suzlon Energy Ltd. | 0.6 | 1 x 600 | Gut No. 82/1/2A, 82/2 of Village Sonawade, (Gudepanchagani) Tal- Shirala, Dist- Sangli | 30/09/08 | 0.6 | Sangli | Gudepanchagani
54 | Shirish C. Karia Siddharth Chambers, 5th Lane, North Main Road, Koregaon Park, Pune - 411 001. | T.S. Wind Power Developers. | 0.225 | 1 x 225 | Gut No.245 of Village Jaigaon, (Ambheri) Tal- Khatav, Dist- Satara | 30/09/08 | 0.225 | Satara | Ambheri
55 | Tapti Exports 211, The Jewel, 2nd Floor, Mama Parmanand Marg, Opera House, Mumbai -400 004. | RRB Energy Ltd. | 0.6 | 1 x 600 | Gut No.1067of Village Sakat, (Sautada) Tal- Jamkhed, Dist- Ahmednagar | 2008-10-02 | 0.6 | Ahmednagar | Sautada
56 | Davariya Brothers 114, Prasad Chambers, Opera House, Mumbai - 400 004 | RRB Energy Ltd. | 1.2 | 2 x 600 | Gut No.1064 &1069 of Village Sakat (Sautada) Tal- Jamkhed, Dist- Ahmednagar. | 2008-10-02 | 1.2 | Ahmednagar | Sautada
57 | Kalani Industries Pvt. Ltd. Treasure Island, 5th Floor, 11, South Tukoganj, Main Road, Indore - 452 001. | RRB Energy Ltd. | 1.2 | 2 x 600 | Gut No.1064, 1072 of Village Sakat (Sautada) Tal- Jamkhed, Dist- Ahmednagar. | 2008-10-02 | 0.6 | Ahmednagar | Sautada
[6 empty] | 2008-10-02 | 0.6
58 | Nagreeka Foils Ltd. 7, Kala Bhavan, 3, Mathew Road, Mumbai -400 004. | RRB Energy Ltd. | 1.2 | 2 x 600 | Gut No.263 & 240 of Village Sautada, (Sautada) Tal- Patoda, Dist- Beed. | 2008-10-02 | 1.2 | Beed | Sautada
59 | Param Exports 412, Jewel, (Roxy Bldg.) M.P. Marg, Opera House, Mumbai - 400 004. | RRB Energy Ltd. | 0.6 | 1 x 600 | Gut No.1064 of Village Sakat (Sautada) Tal- Jamkhed, Dist- Ahmednagar. | 2008-10-02 | 0.6 | Ahmednagar | Sautada
60 | Jailaxmi Castings & Alloys Pvt. Ltd. Gut No. 75, Village Farola, Tal- Paithan, Dist. Aurangabad - 431 107 | RRB Energy Ltd. | 1.2 | 2 x 600 | Gut No.263 & 245 of Village Sautada, Tal- Patoda, Dist- Beed. | 2008-10-02 | 1.2 | Beed | Sautada
61 | Patwari Real Estates Pvt.Ltd. 582, Patwari Chowk, Bijapur, Indore - 452 001. | RRB Energy Ltd. | 1.2 | 2 x 600 | Gut No.1064 & 1063 of Village Sakat, (Sautada) Tal- Jamkhed, Dist- Ahmednagar | 2008-10-02 | 1.2 | Ahmednagar | Sautada
62 | P.K. Hospitality Services Pvt.Ltd. 662/38, Kanyakumari, Sir M.V. Road, Andheri, (East) Mumbai - 400 069. | RRB Energy Ltd. | 0.6 | 1 x 600 | Gut No.240 of Village Sautada, (Sautada) Tal- Patoda, Dist- Beed. | 2008-10-02 | 0.6 | Beed | Sautada
63 | Bio-Tech Vision Care Pvt. Ltd. 305, Asiatic Trade Centre, Nr. Jain Derasar, Navrangpura, Ahmedabad - 380 009. | RRB Energy Ltd. | 1.2 | 2 x 600 | Gut No.674 of Village Gopuj, (Ambheri) Tal- Khatav, Dist- Satara | 2008-10-01 | 0.6 | Satara | Ambheri
[6 empty] | 2008-10-04 | 0.6
64 | K.S.Warehousing Corporation ' Matruchhaya' Station Road, P. B. No. 23 Dondaicha - 425 408. | T.S. Wind Power Developers. | 0.225 | 1 x 225 | Gut No. 810 & 811 of Village Varud, (Ambheri) Tal- Khatav, Dist- Satara | 24/10/08 | 0.225 | Satara | Ambheri
65 | Fairdeal Suppliers Pvt. Ltd. 4th Floor, Shalin Bldg. Near Nehru Bridge Corner, Ashram Road, Ahmedabad - 380 009 | Shriram EPC Ltd. | 3.25 | 13 x 250 | Gut No. 53,80,81,30, 35of Village Rameshwar, (Ambheri) Tal- Khatav, Dist- Satara | 15/11/08 | 0.75 | Satara | Ambheri
[6 empty] | 28/03/09 | 0.5
[6 empty] | 28/03/09 | 0.75
[5 empty] | Gut No. 54, 59, 77 of Village Rameshwar, (Ambheri) Tal- Khatav, Dist- Satara | 28/03/09 | 0.5
[6 empty] | 31/03/09 | 0.25
[5 empty] | Gut No. 79 of Village Rameshwar, (Ambheri) Tal- Khatav, Dist- Satara | 31/03/09 | 0.5
66 | Fairdeal Suppliers Pvt. Ltd. 4th Floor, Shalin Bldg. Near Nehru Bridge Corner, Ashram Road, Ahmedabad - 380 009 | Shriram EPC Ltd. | 1.75 | 7 x 250 | Gut No. 34, 35 of Village Rameshwar, (Ambheri) Tal- Khatav, Dist- Satara | 15/11/08 | 1.75 | Satara | Ambheri
67 | Sun-N-Sand Hotels Pvt. Ltd. 39, Juhu Beach, Mumbai - 400 049 | Enercon (India) Ltd. | 4 | 5 x 800 | Forest S. No. 11, Comp. No. 621 of Village Nivi & Forest S. No. 10 & 12 Comp. No. 621 of Village Karpewadi, (Gudepanchgani) Tal- Patan, Dist-Satara. | 2008-12-10 | 4 | Satara | Gudepanchagani
68 | Kishor Foods Products Pvt. Ltd. Matruchaya Post Box No. 23, Dhondaicha-425 408 Dist - Dhule. | Enercon (India) Ltd. | 0.8 | 1 x 800 | Forest S. No. 11, Comp. No. 621 of Village Nivi (Gudepanchgani) Tal- Patan, Dist-Satara. | 2008-12-10 | 0.8 | Satara | Gudepanchagani
69 | Shreem Capacitors Pvt. Ltd. Plot No. 43 - 46, Industrial Estate, P.B. No. 43, Jaysingpur - 416 144 Dist - Kolhapur. | Enercon (India) Ltd. | 3.2 | 4 x 800 | Forest S. No. 11, Comp. No. 621of Village Nivi & Forest S.No. 10 & 12 Comp. No. 621of Village Karpewadi, (Gudepanchgani) Tal - Patan, Dist - Satara. | 2008-12-10 | 3.2 | Satara | Gudepanchagani
70 | AAA & Sons Enterprises Pvt. Ltd. 3 rd Floor, Reliance Energy Centre, Santa Cruz (East), Mumbai - 400 055 | T.S. Wind Power Developers | 0.45 | 2 x 225 | Gut No. 861 of Village Jaigaon (Ambheri) Tal - Khatav, Dist - Satara. | 25/12/08 | 0.45 | Satara | Ambheri
71 | AAA & Sons Enterprises Pvt. Ltd. 3 rd Floor, Reliance Energy Centre, Santa Cruz (East), Mumbai - 400 055 | T.S. Wind Power Developers | 0.675 | 3 x 225 | Gut No. 772 & 774 of Village Jaigaon (Ambheri) Tal - Khatav, Dist - Satara. | 25/12/08 | 0.675 | Satara | Ambheri
72 | Bafna Builders & Land Developers, Nayantara, Subhash Chowk, Jalgaon. | T.S. Wind Power Developers | 0.225 | 1 x 225 | Gut No. 1242 of Village Varud, (Ambheri) Tal- Khatav, Dist - Satara. | 25/12/08 | 0.225 | Satara | Ambheri
73 | Precision Drawells Pvt. Ltd. Keshav, Block No. 6, Kamatee Road, 10, Bridge, Nagpur - 440 004. | RRB Energy Ltd. | 0.6 | 1 x 600 | S.No. 245 of Sautada (Sautada) Tal- Patoda, Dist- Beed. | 31/12/08 | 0.6 | Beed | Sautada
74 | AAA & Sons Enterprises Pvt. Ltd. 3 rd Floor, Reliance Energy Centre, Santa Cruz (East), Mumbai - 400 055 | T.S. Wind Power Developers | 0.45 | 2 x 225 | Gut No. 865 of Village Jaigaon (Ambheri) Tal - Khatav, Dist - Satara. | 14/01/09 | 0.225 | Satara | Ambheri
[6 empty] | 21/03/09 | 0.225
75 | Enercon Wind Farms (Sai) Pvt. Ltd. Plot No. 31, Kolsite House, Shah Industrial Estate, Veera Desai Road, Andheri (W), Mumbai - 400 053. | Enercon (India) Ltd. | 5.6 | 7 x 800 | Forest Gut No. 83 (253), Comp. No. 27 of Village Shenit Bk; (Panchpatta) Tal - Akole, Dist- Ahmednagar. | 2009-02-11 | 1.6 | Ahmednagar | Panchpatta
[6 empty] | 26/02/09 | 2.4
[6 empty] | 17/03/09 | 1.6
76 | Basant Agro Tech (India) Ltd. Near S.T. Workshop, Kaulkhed, Akola - 444 001. | RRB Energy Ltd. | 0.6 | 1 x 600 | Gut No. 1020 Sakat, Tal- Jamkhed, Dist - Ahmednagar. | 13/03/09 | 0.6 | Ahmednagar | Sautada
77 | Scotish Chemical Industries 407-412, Span Avenue, Santacruz (W), Mumbai - 400 054. | RRB Energy Ltd. | 0.6 | 1 x 600 | Gut No. 1091 Sakat, Tal- Jamkhed, Dist - Ahmednagar. | 13/03/09 | 0.6 | Ahmednagar | Sautada
78 | Savita Chemicals Ltd. 66/67, Nariman Bhavan, Nariman Point, Mumbai- 400 021. | Enercon (India) Ltd. | 0.8 | 1 x 800 | Forest Gut No. 233, 234 Comp, No. 30 of Village Manhere, (Panchpatta) Tal - Akole, Dist - Ahmednagar. | 20/03/09 | 0.8 | Ahmednagar | Panchpatta
79 | Sun-N-Sand Hotels Pvt. Ltd. 39, - Juhu Beach, Mumbai - 400 049 | Enercon (India) Ltd. | 0.8 | 1 x 800 | Forest S. No. 115, Comp. No. 28, 30 of Village Ambevangan, (Panchpatta)Tal- Akole, Dist-Ahmednagar. | 30/03/09 | 0.8 | Ahmednagar | Panchpatta
80 | Jindal Steel & Power Ltd. Jindal Centre, 12, Bhikaji Cama Place, New Delhi - 110 066. | Sri Maruti Wind Park Developers. | 9 | 6 x 1500 | Gut No. 361, 369, 373 & 374 of Village Taraswadi, 87 & 88 of Village Garudi, Tal - Khatav, Dist - Satara. | 31/03/09 | 9 | Satara | Bhud
81 | Roaring 40's Wind Farms (Khandke) Pvt. Ltd. 302, Boston House, Suren Road, CTS No. 260-261, Andheri East, Mumbai - 400 093 | Enercon (India) Ltd. | 1.6 | 2 x 800 | Forest S. No. 74/1,2, Comp. No. 319 of Village Madadgaon , (Khandke)Tal- & Dist-Ahmednagar. | 30/03/09 | 0.8 | Ahmednagar | Khandke
[6 empty] | 31/03/09 | 0.8
82 | Shah Promoters & Developers AST-1 Success Chambers, 1232, Apte Road, Deccan Gymkhana, Pune - 411 004. | Enercon (India) Ltd. | 2.4 | 3 x 800 | Gut No. 208/2 of Village Agadgaon & Gut No. 206/A of Village Baradari, Tal & Dist -Ahmednagar. | 30/03/09 | 2.4 | Ahmednagar | Khandke
83 | The Theolia SITAC Wind Power Pvt. Ltd. 1008-1009, Mercantile House, 15, Kasturba Gandhi Marg, New Delhi - 110 001. | Shriram EPC Ltd. | 1 | 4 x 250 | Gut No. 161 of Village Gosavyachiwadi, (Ambheri), Tal - Khatav, Dist - Satara. | 31/03/09 | 1 | Satara | Ambheri
84 | Jayesh Electricals Pvt. Ltd. 103, Wing A, Radhakrishna Flats, Near Akota Garden, Akota, Vadodara - 390 020. | RRB Energy Ltd. | 0.6 | 1 x 600 | Gut No. 1087of Village Sakat, Tal - Jamkhed, Dist - Ahmednagar. | 30/03/09 | 0.6 | Ahmednagar | Sautada
85 | Chhotabhai Jethabhai Patel & Co. C J House, Motapore, NADIAD-387 001. Gujrat. | Suzlon Energy Ltd. | 1.5 | 1 x 1500 | Gut No. 389 of Village Adwadi, (Panchpatta) Tal - Sinnar, Dist - Nashik. | 30/03/09 | 1.5 | Nashik | Panchpatta
86 | Metcon India, 6/2, Mount View, 51, Lady Jamshedji Road, Mahim, (W), Mumbai - 16 | Suzlon Energy Ltd. | 1.5 | 1 x 1500 | Gut No. 392 of Village Adwadi, (Panchpatta) Tal - Sinnar, Dist - Nashik. | 30/03/09 | 1.5 | Nashik | Panchpatta
87 | S.K. Shivraj 'Shivashri', No. 182/A, 2nd Main, 9th Cross, Ganganagar, Banglore - 560 032. | Suzlon Energy Ltd. | 1.5 | 1 x 1500 | Gut No. 340, 341 of Village Adwadi, (Panchpatta) Tal - Sinnar, Dist - Nashik. | 30/03/09 | 1.5 | Nashik | Panchpatta
88 | Dhanji Developers 303/359, Palai Complex, Bhandarkar Road, Matunga, (C.R.) Mumbai - 400 019. | Suzlon Energy Ltd. | 7.5 | 5 x 1500 | Gut No. 291, 385, 394, 396, 295/A & 297 of Village Adwadi, (Panchpatta) Tal - Sinnar, Dist - Nashik. | 30/03/09 | 3 | Nashik | Panchpatta
[6 empty] | 31/03/09 | 4.5
89 | Rajasthan Gums Pvt. Ltd., S-272, F-I, Phase II, Basni, Jodhpur-342 005 | Suzlon Energy Ltd. | 1.5 | 1 x 1500 | Gut No. 217 of Village Adwadi, (Panchpatta) Tal - Sinnar, Dist - Nashik. | 30/03/09 | 1.5 | Nashik | Panchpatta
90 | L. B. Kunjir, Pelican Building, Wing 'B' 107, Raheja Woods, Kalyani Nagar, Pune-Nagar Road, Pune - 411 006. | Suzlon Energy Ltd. | 1.5 | 1 x 1500 | Gut No. 134 of Village Adwadi, (Panchpatta) Tal - Sinnar, Dist - Nashik. | 30/03/09 | 1.5 | Nashik | Panchpatta
91 | Aishwarya Rai Bachchan, "Jalsa", B-2 Kapol Hsg. Society, V.L. Mehta Road, Juhu, Mumbai - 400 049. | Suzlon Energy Ltd. | 1.5 | 1 x 1500 | Gut No. 126 of Village Adwadi, (Panchpatta) Tal - Sinnar, Dist - Nashik. | 30/03/09 | 1.5 | Nashik | Panchpatta
92 | The Tata Power Company Ltd. Bombay House, 24, Homi Modi Street, Fort, Mumbai - 400 001. | Suzlon Energy Ltd. | 7.5 | 6 x 1250 | Gut No. 2372 of Village Ghot Jugaiwadi, Tal - Patan, Dist - Satara | 30/03/09 | 7.5 | Satara | Sadawaghapur
93 | The Tata Power Company Ltd. Bombay House, 24, Homi Modi Street, Fort, Mumbai - 400 001. | Suzlon Energy Ltd. | 7.5 | 6 x 1250 | Gut No. 2244 of Ghot Jugaiwadi, 1829 of Ghot Borgewadi, 40/2/A, 43/1/A, 44 of Village Sadawaghapur Tal - Patan, Dist - Satara | 30/03/09 | 7.5 | Satara | Sadawaghapur
94 | Rama Handicrafts, 3394 B, Madhu Vatika, Behind Oil Mill, Nahar Garh Road, Jaipur - 302 001. | Suzlon Energy Ltd. | 1.5 | 1 x 1500 | Gut No. 263, 264 of Village Adwadi, (Panchpatta) Tal - Sinnar, Dist - Nashik. | 30/03/09 | 1.5 | Nashik | Panchpatta
95 | Hazel Metals & Minerals (P) Ltd. 701/712A, Embassy Centre, Nariman Point, Mumbai - 400 021. | RRB Energy Ltd. | 0.6 | 1 x 600 | Gut No. 21 of Village Rameshwar, (Ambheri) Tal- Khatav, Dist- Satara | 30/03/09 | 0.6 | Satara | Ambheri
96 | Machine Tools (India) Ltd. Imperial Chambers, SS Tolani Marg, Ballard Estate, Mumbai - 400 001. | T.S. Wind Power Developers | 0.45 | 2 x 225 | Gut No. 1248 of Village Varud, (Ambheri) Tal- Khatav, Dist- Satara | 30/03/09 | 0.45 | Satara | Ambheri
97 | AAA & Sons Enterprises Pvt. Ltd. 3 rd Floor, Reliance Energy Centre, Santa Cruz (East), Mumbai - 400 055 | T.S. Wind Power Developers | 0.9 | 4 x 225 | Gut No. 18/2 of Village Aundh & Gut No. 278, 862/1 of Village Jaigaon, (Ambheri) Tal - Khatav, Dist - Satara. | 30/03/09 | 0.9 | Satara | Ambheri
98 | Seair Impex Pvt. Ltd. Krishi Bhavan, 1379, Bhavani Peth, Pune -411 042 | T.S. Wind Power Developers | 0.225 | 1 x 225 | Gut No. 204 of Village Bhosare, (Ambheri) Tal- Khatav, Dist- Satara | 30/03/09 | 0.225 | Satara | Ambheri
99 | Medilink Services, 16, Shivajinagar, Pune - 411 005. | T.S. Wind Power Developers | 0.225 | 1 x 225 | Gut No. 202 of Village Bhosare, (Ambheri) Tal- Khatav, Dist- Satara | 30/03/09 | 0.225 | Satara | Ambheri
100 | Dr. Parag Sancheti, 16, Shivajinagar, Pune - 411 005. | T.S. Wind Power Developers | 0.225 | 1 x 225 | Gut No. 229 of Village Bhosare, (Ambheri) Tal- Khatav, Dist- Satara | 30/03/09 | 0.225 | Satara | Ambheri
101 | Allgrow Ventures, UG-II-5B, Maximus Commercial Complex, LHH Road, Opp. KMC, Mangalore - 575 001. | Suzlon Energy Ltd. | 1.5 | 1 x 1500 | Gut No. 449 of Village Adwadi, (Panchpatta) Tal - Sinnar, Dist - Nashik. | 31/03/09 | 1.5 | Nashik | Panchpatta
102 | T. S. Wind Power Developers 1st Floor, Govind Plaza, Opp. New DCC Bank, Zilla Parishad Road, Satara - 415 002. | T.S. Wind Power Developers | 0.225 | 1 x 225 | Gut No. 807 of Village Varud, (Ambheri) Tal- Khatav, Dist- Satara | 31/03/09 | 0.225 | Satara | Ambheri
103 | Shah Promoters & Developers AST-1 Success Chambers, 1232, Apte Road, Deccan Gymkhana, Pune - 411 004. | Enercon (India) Ltd. | 3.2 | 4 x 800 | Gut No. 282 , Comp. No. 315 of Village Khandke, Forest S. No. 195, Comp. No. Nil of Village Bardari & Forest S. No. 217, Comp. No. Nil, of Village Jamb, (Khandke), Tal - Dist - Ahmednagar. | 31/03/09 | 2.4 | Ahmednagar | Khandke
[6 empty] | 31/03/09 | 0.8
104 | Taradevi Ratanlal Bafna Nayan Tara, Subhash Chowk, Jalgaon. | T.S. Wind Power Developers | 0.225 | 1 x 225 | Gut No. 1242 of Village Varud, (Ambheri) Tal- Khatav, Dist- Satara | 31/03/09 | 0.225 | Satara | Ambheri
105 | Duroflex Engineering Ltd. 701, Embassy Centre, Nariman Point, Mumbai - 400 021 | RRB Energy Ltd. / Sri Maruti Wind Park Developer | 0.6 | 1 x 600 | Gut No. 21 of Village Rameshwar, (Ambheri) Tal- Khatav, Dist- Satara | 31/03/09 | 0.6 | Satara | Ambheri
106 | AAA & Sons Enterprises Pvt. Ltd. 3 rd Floor, Reliance Energy Centre, Santa Cruz (East), Mumbai - 400 055 | T.S. Wind Power Developers | 0.9 | 4 x 225 | Gut No. 862/4, 862/6 & 862/14 of Village Jaigaon (Ambheri) Tal - Khatav, Dist - Satara. | 31/03/09 | 0.9 | Satara | Ambheri
107 | Aspen International (P) Ltd. 701/712A, Embassy Centre, Nariman Point, Mumbai - 400 072. | RRB Energy Ltd. / Sri Maruti Wind Park Developer | 0.6 | 1 x 600 | Gut No. 72 of Village Rameshwar, (Ambheri) Tal- Khatav, Dist- Satara | 31/03/09 | 0.6 | Satara | Ambheri
108 | Jindal Steel & Power Ltd. Jindal Centre, 12, Bhikaji Cama Place, New Delhi - 110 066. | Sri Maruti Wind Park Developers. | 6 | 4 x 1500 | Gut No. 368, 361 of Village Taraswadi, 89 of Village Garudi & 3291 of Village Kaledhone, (Bhud) Tal- Khatav, Dist- Satara | 31/03/09 | 6 | Satara | Bhud
109 | Kothari Industries Plot No. 185-187, 123-125, Chandramaulli, Industrial Co-Operative Estates, Mohol - 413 213 Dist - Solapur. | Shriram EPC Ltd./ Sri Maruti Wind Park Developers | 0.5 | 2 x 250 | Gut No. 49 of Village Rameshwar, (Ambheri) Tal- Khatav, Dist- Satara | 31/03/09 | 0.5 | Satara | Ambheri
110 | Laxmi Dal & Besan Mills Gut No. 755 & 705 Vaduth, Tal & Dist - Satara. | Shriram epc Ltd. / Sri Maruti Wind Park Developers. | 0.5 | 2 x 250 | Gut No. 43 & 46 of Village Rameshwar, (Ambheri) Tal- Khatav, Dist- Satara | 31/03/09 | 0.5 | Satara | Ambheri
111 | Laminarayan Mills Plot No. 18, Market Yard, Satara - 415 001. | Shriram epc Ltd. / Sri Maruti Wind Park Developers. | 0.25 | 1 x 250 | Gut No. 46 of Village Rameshwar, (Ambheri) Tal- Khatav, Dist- Satara | 31/03/09 | 0.25 | Satara | Ambheri
|  |  | 178.075 |  |  |  | 178.075

## 2009-2010
2009-2010
Sr. No. | Investor Name & Address | Name of Developer | Capacity MW |  | Gut No. & Village | Commissined Capacity & Date |  | District | Site Name
|  |  | MW | No. of M/c |  | Date | MW
1 | Savita Chemicals Ltd. 66, 67 Nariman Bhavan, Nariman Point, Mumbai - 400 021. | Enercon (India) Ltd. | 0.8 | 1 x 800 | Forest S. No. 395, Comp. No. 30 of Village Waranghushi , (Panchpatta)Tal- Akole, Dist-Ahmednagar. | 2009-04-01 | 0.8 | Ahmednagar | Panchpatta
2 | Roaring 40's Wind Farms (Khandke) Pvt. Ltd. 302, Boston House, Suren Road, CTS No. 260-261, Andheri East, Mumbai - 400 093 | Enercon (India) Ltd. | 4.8 | 6 x 800 | Forest S. No. 74/1,2, Comp. No. 319 of Village Madadgaon , (Khandke)Tal- & Dist-Ahmednagar. | 2009-04-17 | 1.6 | Ahmednagar | Khandke
[5 empty] | Forest S. No. 68 of village Sonewadi & Forest S. No. 213 comp. No. 319 of village Sarolabddi, Tal. & Dist. Ahmednagar. | 2009-03-06 | 1.6
[6 empty] | 2009-12-06 | 1.6
3 | Shah Promoters & Developers AST-1 Success Chambers, 1232, Apte Road, Deccan Gymkhana, Pune - 411 004. | Enercon (India) Ltd. | 1.6 | 2 x 800 | Gut No. 345 of village Agadgaon Tal. & Dist. Ahmednagar. | 2009-01-07 | 1.6 | Ahmednagar | Khandke
4 | The Tata Power Company Ltd. Bombay House, 24, Homi Modi Street, Fort, Mumbai - 400 001. | Suzlon Energy Ltd. | 2.5 | 2 x 1250 | Gut No. 13/10, 13/2 of village Sadawaghpur | 2009-09-30 | 1.25 | Satara | Sadawaghapur
[6 empty] | 2009-10-14 | 1.25
5 | Charisma Shelter Pvt. Ltd. 70-B, Kamal Kunj, 1st Floor, C.A. Road, Chambur, Mumbai - 400 071. | RRB Energy Ltd. | 1.8 | 3 x 600 | Gut No. 674 of Village Gopuj, Tal - Khatav, Dist - Satara. | 2009-04-06 | 1.8 | Satara | Ambheri
6 | Gangadhar Narsingdas Agarwal (HUF) Anand Bhavan, Old Station Road, Margaon, Goa-403 601 | RRB Energy Ltd. | 3 | 5 x 600 | Gut No. 769, 778, 1028 & 1036 of Muggaon, Tal- Patoda, Dist- Beed. | 2009-04-01 | 3 | Beed | Sautada
7 | Hotel Leelaventure Ltd. Sahar, Mumbai - 400 059. | Suzlon Energy Ltd. | 4.5 | 3 x 1500 | Gut No. 336, 337, 338, 340 of Village Adwadi Tal- Sinnar, Dist- Nashik | 2009-02-07 | 4.5 | Nashik | Panchpatta
8 | Charisma Builders, 70-B, Kamal Kunj, 1st Floor, C.A. Road, Chambur, Mumbai - | RRB Energy Ltd. | 0.6 | 1 x 600 | Gut No. 674 of Village Gopuj, Tal - Khatav, Dist - Satara. | 2009-04-06 | 0.6 | Satara | Ambheri
9 | Jindal Steel & Power Ltd. Jindal Centre, 12, Bhikaji Cama Place, New Delhi - 110 066. | Sri Maruti Wind Park Developers. | 3 | 2 x 1500 | Gut No. 94 of Village Garudi, (Bhud) Tal- Khatav, Dist- Satara | 2009-04-21 | 3 | Satara | Bhud
10 | M/s Air Control (India) P. Ltd., 1st Floor, Adams Court, Opp. Hotel Mahabaleshwar, Baner Road, Pune - 411 045. | Suzlon Energy Ltd | 1.5 | 1 x 1500 | Gut No. 130 of village Adwadi, Tal. Sinner, Dist. Nashik | 2009-04-28 | 1.5 | Nashik | Panchpatta
11 | M/s Scottish Chemical Industries 407-412, Span Avenue, Santacruz (W), Mumbai - 400 054 | R.R.B. Energy | 0.6 | 1 x 600 | Gut No. 706 of village Muggaon, Tal.-Patoda, Dist. - Beed. | 2009-05-25 | 0.6 | Beed | Sautada
12 | M/s Roarong 40s Wind Farms (Khandke) Pvt. Ltd. 302, Boston House, Suren Road, CTS No. 260-261, Andheri East, Mumbai - 400 093 | Enercon (I) Ltd. | 2.4 | 3 x 800 | Gut No. 165 of village Mathani & Gut No. 232 of village Ranjani, Tal. & Dist Ahmednagar | 2009-05-28 | 2.4 | Ahmednagar | Khandke
13 | M/s Roarong 40s Wind Farms (Khandke) Pvt. Ltd. 302, Boston House, Suren Road, CTS No. 260-261, Andheri East, Mumbai - 400 093 | Enercon (I) Ltd. | 5.6 | 7 x 800 | Forest S. No. 77, Comp. No. 315 of village Agadgaon, Tal. & Dist. Ahmednagar | 2009-05-28 | 2.4 | Ahmednagar | Khandke
[5 empty] | Forest S. No. 68 of village Sonewadi (Khandke Site), Tal. & Dist. Ahmednagar | 2009-03-06 | 3.2 | Ahmednagar | Khandke
14 | M/s Hira Enterprises 37/A, Rajaspura, Satara - 415 002 | Suzlon Energy Ltd. | 1.25 | 1 x 1250 | Gut No. 2210 of village Ghot Jugaiwadi, Tal. Patan, Dist. Satara | 2009-07-24 | 1.25 | Satara | Sadawaghapur
15 | M/s Vijay Steel Corporation (Div. of Vicksons Steels Pvt. Ltd. ) 2, Sabhapati Bhavan, Gr. Fl.19, Meera Bagh, Santacruz (W), Mumbai - 400 054 | Suzlon Energy Ltd. | 1.25 | 1 x 1250 | Gut No. 2210 of village Ghot Jugaiwadi, Tal. Patan, Dist. Satara | 2009-07-24 | 1.25 | Satara | Sadawaghapur
16 | M/s Kukreja Development Corporation 501, Sai Commercial Complex, 5th Floor, BKS Devshi Marg, Govandi (E), Mumbai - 400 088. | Suzlon Energy Ltd. | 1.5 | 1 x 1500 | Gut No. 290 of village Adwadi, Tal. Sinnar, Dist. Nashik | 2009-08-26 | 1.5 | Nashik | Panchpatta
17 | M/s ITC Ltd. Virginia House, 37, Jawaharlal Nehru Road, Kolkata - 700 071. | Suzlon Energy Ltd. | 6 | 4 x 1500 | Gut No. 471, 568, 648, 667 & 668 of village Adwadi, Tal. Sinnar, Dist. Nashik | 2009-08-25 | 3 | Nashik | Panchpatta
[6 empty] | 2009-09-07 | 1.5
[6 empty] | 2009-09-17 | 1.5
18 | M/s Mahabal Metals Pvt. Ltd. Plot No. 23-24, MIDC Miraj Block, Miraj - 416 410 | Suzlon Energy Ltd. | 1.25 | 1 x 1250 | Gut No. 2244 of village Ghot Jugaiwadi, Tal. Patan, Dist. Satara. | 2009-09-02 | 1.25 | Satara | Sadawaghapur
19 | M/s Vijay S. Lodha 147, Kothrud Petrol Circle, Kothrud, Pune - 411 038 | Suzlon Energy Ltd. | 1.25 | 1 x 1250 | Gut No. 2244, 2210 of village Ghot Jugaiwadi, Tal. Patan, Dist. Satara | 2009-09-07 | 1.25 | Satara | Sadawaghapur
20 | M/s Manjeet Cotton Pvt. Ltd. Ramdev Complex, Amoda, Tal. Shirpur, Dist. Dhule | Suzlon Energy Ltd. | 1.25 | 1 x 1250 | Gut No. 2244 of village Ghot Jugaiwadi, Tal. Patan, Dist. Satara. | 2009-09-04 | 1.25 | Satara | Sadawaghapur
21 | Sau. Kavita Sunil Zanwar 18, Market Yard, Satara - 415 001. | Sri Maruti Wind Park Developer / Shriram epc Ltd. | 0.25 | 1 x 250 | Gut No. 49 of village Rameshwar, Tal. Khatav, Dist. Satara. | 2009-09-07 | 0.25 | Satara | Ambheri
22 | Mr. Prabhakar D. Gharge B-52/3, Old MIDC, Satara. | T.S. Wind Power Developers | 0.225 | 1 x 225 | Gut No. 1240, village Varud, Tal. Khatav, Dist. Satara | 2009-08-29 | 0.225 | Satara | Ambheri
23 | M/s O. P. Enterprises 501, Sai Commercial Complex, 5th Floor, BKS Devshi Marg, Govandi (E), Mumbai - 400 088 | Suzlon Energy Ltd. | 1.5 | 1 x 1500 | Gut No. 489, 490 of village Adwadi, Tal. Sinnar, Dist. Nashik | 2009-09-05 | 1.5 | Nashik | Panchpatta
24 | M/s Balbir Resorts Pvt. Ltd. B-14, Balarama, Bandra Kurla Complex, Near Family Court, Bandra (E), Mumbai - 400 051 | Suzlon Energy Ltd. | 1.5 | 1 x 1500 | Gut No. 396 of village Adwadi, Tal. Sinner, Dist. Nasik | 2009-09-19 | 1.5 | Nashik | Panchpatta
25 | M/s Ghodawat Industries (India) Pvt. Ltd. Gut No. 355, Post Majale - 416 109, Dist. Kolhapur | Sri Maruti Wind Park Developer | 1.65 | 1 x 1650 | Gut No. 330 of village Kaledhone, Tal. Khatav, Dist. Satara | 2009-09-07 | 1.65 | Satara | Bhud
26 | M/s Sanjay Ahuja Property Trade G-1, Shahnaz, 202, S.V. Road, Bandra (W), Mumbai - 400 050 | Shriram epc | 0.25 | 1 x 250 | Gut No. 945/1, 945/2 of village Jaygaon, Tal. Khatav, Dist. Satara | 2009-09-19 | 0.25 | Satara | Ambheri
27 | M/s Kolhapur Institue of Orthopaedics & Trauma Behind Hotel Tourist, New Shahupuri, Near S. T. Stand, Kolhapur. | TS Wind Power Developer | 0.225 | 1 x 225 | Gut No. 862/2 of village Jaigaon, Tal. Khatav, Dist. Satara | 2009-09-17 | 0.225 | Satara | Ambheri
28 | M/s The Tata Power Co. Ltd. Bombay House, 24, Homi Modi Street, Fort, Mumbai - 400 001. | TS Wind Power Developer | 2 | 1 x 2000 | Gut No 173 of village Kokrale, al. Khatav, Dist. Satara | 2009-09-17 | 2 | Satara | Ambheri
29 | M/s Hotel Golden Emerald Plot No. 453/54, Market Yard, Pune - 411 037. | Suzlon Energy Ltd. | 1.25 | 1 x 1250 | Gut No. 102/1, 102/2 of village Bhoyare Pathar, Tal. & Dist. Ahmednagar | 2009-09-29 | 1.25 | Ahmednagar | Kavdya Dongar
30 | M/s M/s Gal Aluminium Extrusions Pvt. Ltd. 2988, Ganj Bazar, 1st Floor, Lodha Chambers, Ahmednagar - 414 001. | Suzlon Energy Ltd. | 1.25 | 1 x 1250 | Gut No. 102/2 of village Bhoyare Pathar, Tal. & Dist. Ahmednagar | 2009-09-29 | 1.25 | Ahmednagar | Kavdya Dongar
31 | M/s Navlakha Translines 50-A, Hadapsar Industrial Estate, Pune-411 013. | Suzlon Energy Ltd. | 2.1 | 1 x 2100 | Gut No. 145/4/P, 145/5 of village Gangapur, Tal. & Dist. Nandurbar | 2009-09-30 | 2.1 | Nandurbar | Chakla
32 | M/s Poona Health Services Pvt. Ltd. 16, Shivajinagar, Pune - 410 005 | Suzlon Energy Ltd. | 1.25 | 1 x 1250 | Gut No. 102/2 of village Bhoyare Pathar, Tal. & Dist. Ahmednagar | 2009-09-29 | 1.25 | Ahmednagar | Kavdya Dongar
33 | M/s Hotel Golden Emerald Plot No. 453/54, Market Yard, Pune - 411 037. | Suzlon Energy Ltd. | 1.25 | 1 x 1250 | Gut No. 102/2 of village Bhoyare Pathar, Tal. & Dist. Ahmednagar | 2009-09-29 | 1.25 | Ahmednagar | Kavdya Dongar
34 | M/s Vijayee Industrial Manufacturing Co. 11, SATYAM, 318, Linking Road, Khar (W), Mumbai - 400 052. | TS Wind Power Developer | 0.225 | 1 x 225 | Gut No. 209 of village Bhosare, Tal. Khatav, Dist. Satara | 2009-09-30 | 0.225 | Satara | Ambheri
35 | M/s The Tata Power Co. Ltd. Bombay House, 24, Homi Modi Street, Fort, Mumbai - 400 001. | TS Wind Power Developer | 2 | 1 x 2000 | Gut No. 830 of village Bhosare, Tal. Khatav, Dist. Satara | 2009-09-30 | 2 | Satara | Ambheri
36 | M/s Gangamai Industries & Constructions Ltd. 2nd Floor, Tapadia Terraces, Adalat Road, Aurangabad- 431 001. | Suzlon Enegy Ltd | 2.1 | 1 x 2100 | Gut No. 562, 563 of village Mandal, Tal. & Dist. Nandurbar | 2009-10-21 | 2.1 | Nandurbar | Chakla
37 | M/s Sunako Trading & Investment Pvt. Ltd. 710, J.M. Road, Anant Chambers, 2nd Floor, Opp. Modern High School,Pune-411 005. | Shriram EPC | 0.25 | 1 x 250 | Gut No. 945/1, of village Jaygaon, Tal. Khatav, Dist. Satara | 2010-03-13 | 0.25 | Satara | Ambheri
38 | M/s G. I. Energies 'Shivlik' Plot No. 14, Ganagadham, Bibvewadi, Kondhawa Road, Pune-411 037 | Suzlon Energy Ltd. | 0.6 | 1 x 600 | Forest Comp. No. 440 & Gut No. 17 of village Sadawaghapur, Tal. Patan, Dist. Satara. | 2010-03-30 | 0.6 | Satara | Sadawaghapur
39 | Shri Bhanudas Govind Raibage 205, E, Cosmos Complex, Near S.T. Stand, Kolhapur. | Suzlon Energy Ltd. | 0.6 | 1 x 600 | Forest Comp No. 441 & Gut No. 17 of village Sadawaghapur, Tal. Patan, Dist. Satara | 2010-03-30 | 0.6 | Satara | Sadawaghapur
40 | M/s B.S. Channabasappa & Sons Textile Super Market, 1189, Kalikadevi Road, Davangere-577 001. | Suzlon Energy Ltd. | 0.6 | 1 x 600 | Forest Comp No. 441 & Gut No. 17 of village Sadawaghapur, Tal. Patan, Dist. Satara | 2010-03-30 | 0.6 | Satara | Sadawaghapur
41 | M/s Jathar Textiles Pvt. Ltd. New-W. No. 14, H.No. 329, Tembe Mal., Shatkon Chowk, Ichalkaranji | Suzlon Energy Ltd. | 0.6 | 1 x 600 | Forest Comp No. 440 & Gut No. 17 of village Sadawaghapur, Tal. Patan, Dist. Satara | 2010-03-30 | 0.6 | Satara | Sadawaghapur
42 | M/s Savita Oil Technologies Ltd 66/67, Nariman Bhavan, Nariman Point, Mumbai - 400 021. | Suzlon Energy Ltd | 3.75 | 3 x 1250 | Forest Gut No. 17 Comp No. 440 & 441 of village Sadawaghapur, Tal. Patan, Dist. Satara | 2010-03-30 | 3.75 | Satara | Sadawaghapur
43 | M/s Shah Construction 'Parag' 286/2, Station Road, Karad | Suzlon Energy Ltd. | 0.6 | 1 x 600 | Forest Comp. No. 640 & Gut No. 157 of village Jambhekarwadi, Tal. Patan, Dist, Satara | 2010-03-30 | 0.6 | Satara | Sadawaghapur
44 | M/s Gujarat Tea Traders Pvt. Ltd. "Bhaishree Chambers", Veer Sawarkar Chowk, Jalna-431 203 | Suzlon Energy Ltd | 1.25 | 1 x 1250 | Forest Comp. No. 440 & Gut No. 17 of village Sadawaghapur, Tal. Patan, Dist. Satara. | 2010-03-30 | 1.25 | Satara | Sadawaghapur
45 | M/s S.M. Steels B-501, Avirahi Apartment, Above Adidas, S.V. Road, Borivali (W), Mumbai-400 092 | Suzlon Energy Ltd | 1.25 | 1 x 1250 | Forest Comp. No. 439 & Gut No. 6 of village Sadawaghapur, Tal. Patan, Dist. Satara | 2010-03-30 | 1.25 | Satara | Sadawaghapur
46 | M/s Pepsico India Holdings Pvt. Ltd. L.U. Gadkari Marg, Village Anik Mahul Chembur, Mumbai-400 074 | Suzlon Energy Ltd. | 1.25 | 1 x 1250 | Forest Comp. No. 439 & Gut No. 6 of village Sadawaghapur, Tal. Patan, Dist. Satara | 2010-03-30 | 1.25 | Satara | Sadawaghapur
47 | M/s Sridevi Trading Company Malebennur, Harihar (Tq), Davangere | Suzlon Energy Ltd. | 0.6 | 1 x 600 | Forest Comp No. 440 & Gut No. 17 of village Sadawaghapur, Tal. Patan, Dist. Satara | 2010-03-30 | 0.6 | Satara | Sadawaghapur
48 | M/s Jadhao Gears Pvt. Ltd. D-9/2, MIDC, Amravati-444 605 | Suzlon Energy Ltd | 1.25 | 1 x 1250 | Forest Comp. No. 441 & Gut No. 17 of village Sadawaghapur, Tal. Patan, Dist. Satara | 2010-03-30 | 1.25 | Satara | Sadawaghapur
49 | M/s Sai Services Station Ltd. Mumbai-Pune Road, Nr. Sandvik Asia Ltd., Phugewadi, Dapodi, Pune - 411 012 | Suzlon Energy Ltd. | 1.25 | 1 x 1250 | Forest Gut No. 156 Comp. No. 640 of village Jambhekarwadi, Tal. Patan, Dist. Satara | 2010-03-30 | 1.25 | Satara | Sadawaghapur
50 | M/s Pepsico India Holdings Pvt. Ltd. 38, DLF Corporate Park, 'S' Block, Qutub Enclave, Ph-III, Guragaon-122 002, Harayana | Suzlon Energy Ltd. | 0.6 | 1 x 600 | Forest Comp No. 439 & Gut No. 45 of village Sadawaghapur, Tal. Patan, Dist. Satara | 2010-03-30 | 0.6 | Satara | Sadawaghapur
51 | M/s Gangamai Industries & Constructions Ltd. 2nd Floor, Tapadia Terraces, Adalat Road, Aurangabad- 431 001. | Suzlon Energy Ltd | 1.25 | 1 x 1250 | Forest Com. No. 439 & Gut No. 6 of village Sadawaghapur, Tal. Patan, Dist. Satara | 2010-03-30 | 1.25 | Satara | Sadawaghapur
52 | M/s Sree Veerbhadreshwara Rice & Flour Mill Malebennur, Harihar (Tq), Davangere (Dist) | Suzlon Energy Ltd. | 0.6 | 1 x 600 | Forest Comp. No. 439 & Gut No. 45 of village Sadawaghapur, Tal. Patan, Dist. Satara | 2010-03-30 | 0.6 | Satara | Sadawaghapur
53 | M/s Mahabal Auto Ancillaries Pvt. Ltd. G.M. Industrial Estate, P.B. No. 38, Miraj- 416 410 | Suzlon Energy Ltd. | 1.25 | 1 x 1250 | Forest Comp. No. 439 & Gut No. 218 of village Pabalwadi, Tal. Patan, Dist. Satara | 2010-03-30 | 1.25 | Satara | Sadawaghapur
54 | M/s Kiran Energy Infrastructure 4, Siddhant Arcade, Ganesh Nagar, Old Ausa Road, Latur-413 531 | Suzlon Energy Ltd | 1.25 | 1 x 1250 | Forest Comp. No. 439 & Gut No. 6 of village Sadawaghapur, Tal. Patan, Dist. Satara | 2010-03-30 | 1.25 | Satara | Sadawaghapur
55 | M/s S.K. Shivaraj "Shivashri", No. 182/A, 1st Floor, 2nd Main 9th Cross, Ganganagar, Banglore-560032 | Suzlon Enegy Ltd | 0.6 | 1 x 600 | Forest Comp. No. 440 & Gut No. 17 of village Sadawaghapur, Tal. Patan, Dist. Satara. | 2010-03-30 | 0.6 | Satara | Sadawaghapur
56 | M/s Shri Tradco India Pvt. Ltd 10/868, Kolk Building, Shahpur Road, Vardhman Chowk, Ichalkaranji, Dist. Kolhapur | Suzlon Energy Ltd | 0.6 | 1 x 600 | Forest Comp. No. 441 & Gut No. 17 of village Sadawaghapur, Tal. Patan, Dist. Satara | 2010-03-30 | 0.6 | Satara | Sadawaghapur
57 | M/s Goutham Industries Unit II, 63/1 (U) Tarihal Industrial Area, Hubli-580 030 | Suzlon Energy Ltd. | 1.25 | 1 x 1250 | Forest Comp. No. 439 & Gut No. 7 of village Sadawaghapur, Tal. Patan, Dist. Satara | 2010-03-30 | 1.25 | Satara | Sadawaghapur
58 | M/s B.S.C. Textiles Textile Super Market, 1189, Kalikadevi Road, Davangere-577 001. | Suzlon Energy Ltd. | 0.6 | 1 x 600 | Forest Comp. No. 439 & Gut No. 45 of village Sadawaghapur, Tal. Patan, Dist. Satara | 2010-03-30 | 0.6 | Satara | Sadawaghapur
59 | M/s Paras Miracle Poly Products Pvt. Ltd. Gut No. 351, 10th Mile Stone, Nagar-Kalyan Road, At Post. Bhalwani, Tal. Parner, Dist. Ahmednagar-414 005. | Suzlon Energy Ltd. | 1.25 | 1 x 1250 | Forest Comp. No. 441 & Gut No. 17 of village Sadawaghapur, Tal. Patan, Dist. Satara | 2010-03-30 | 1.25 | Satara | Sadawaghapur
60 | M/s Mahabal Metals Pvt. Ltd. Plot No. 23-24, MIDC Miraj Block, Miraj - 416 410 | Suzlon Energy Ltd. | 1.25 | 1 x 1250 | Forest Comp. No. 439 & Gut No. 218 of village Pabalwadi, Tal. Patan, Dist. Satara | 2010-03-30 | 1.25 | Satara | Sadawaghapur
61 | M/s Balkrishna Sizing Industries Gat No. 747/1, Plot N0. 1&2, Ganeshnagar, 6th Lane, Ichalkaranji | Suzlon Energy Ltd. | 0.6 | 1 x 600 | Forest Comp. No. 640 & Gut No. 156 of village Jambhekarwadi, Tal. Patan, Dist. Satara | 2010-03-30 | 0.6 | Satara | Sadawaghapur
62 | M/s Advik Hi-Tech Pvt. Ltd. Gut No. 357/99, Chakan - Talegaon Road, Kharabwadi, Tal. Khed, Chakan, Pune - 410 501 | Suzlon Energy Ltd. | 1.25 | 1 x 1250 | Forest Comp. No. 440 & Gut No. 17 of village Sadawaghapur, Tal. Patan, Dist. Satara. | 2010-03-30 | 1.25 | Satara | Sadawaghapur
63 | M/s ACC Limited Cement House, 121, Maharshi Karve Road, Mumbai - 400 020 | Suzlon Energy Ltd. | 2.5 | 2 x 1250 | Forest Comp. No. 443 & Gut No. 29 of village Sadawaghapur, Tal. Patan, Dist. Satara | 2010-03-30 | 2.5 | Satara | Sadawaghapur
64 | M/s ZF Sreering Gear (India) Ltd. 601-602, "A" Wing, 6th Floor, MCCIA Trade Towers, Senapati Bapat Road, Pune - 411 016 | Suzlon Energy Ltd. | 5 | 4 x 1250 | Forest Comp. No. 439 & Gut No. 6 of village Sadawaghapur, Forest Comp. No. 441 & Gut No. 17 of village Sadawaghapur, Forest Comp No. 439 & Gut No. 218 of village Pabalwadi, Tal. Patan, Dist. Satara. | 2010-03-30 | 5 | Satara | Sadawaghapur
65 | M/s Aqua Alloys Pvt. Ltd. Plot No. 122/1&2, Shinoli (BK), Chandgad, Kolhapur - 416 508 | Suzlon Energy Ltd. | 1.25 | 1 x 1250 | Forest Comp. No. 439 & Gut No.6 of village Sadawaghapur, Tal. Patan, Dist. Satara | 2010-03-30 | 1.25 | Satara | Sadawaghapur
66 | M/s State Bank Of India Credit Policy & Procedure Department, 4th Floor, Corporate Centre, State Bank Bhavan, Madame Cama Road,Mumbai - 400 021. | Suzlon Energy Ltd. | 4.5 | 3 x 1500 | Gut No. 42/3, 126/1, 136/2, 154, 189 & 204 of village Balwand, Tal. & Dist. Nandurbar | 2010-03-30 | 4.5 | Nandurbar | Chakla
67 | M/s Surana Telecom And Power Ltd. 2nd Floor, Surya Towers, Saradar Patel Road, Secunderabad - 500 003. A. P. India | Ghodawat Industreis | 1.65 | 1 x 1650 | Gut No. 330 of village Kaledhone, Tal. Khatav, Dist. Satara | 2010-03-30 | 1.65 | Satara | Bhud
68 | M/s Harinagar Sugar Mills Ltd World Trade Centre, Centre No.1, 10th Floor, Cuffe Parade, Colaba, Mumbai - 400 005. | Enercon (I) Ltd. | 0.8 | 1 x 800 | Forest Comp. No. 152 & Gut No. 191 of village Solashi, Tal. Koregaon, Comp. No. 37 & Gut No. 310 of village Mohodekarwadi, Tal. Wai, Dist. Satara. | 2010-03-30 | 0.8 | Satara | Chavaneshwar
69 | M/s Meltek Techno-Projects (India) Pvt. Ltd. 49/1, Manik Socity, Senapati Bapat Road, Pune-411 016 | Enercon (I) Ltd. | 0.8 | 1 x 800 | Gut No. 27 of village Chaveneshwar, Tal. Koregaon, Dist. Satara | 2010-03-30 | 0.8 | Satara | Chavaneshwar
70 | M/s Ushakal Nursing Home Opp. Zilla Parishad, Miraj Road, Sangli-416 416 | Enercon (I) Ltd. | 0.8 | 1 x 800 | Forest Comp. No. 152 & Gut No. 191 of village Solashi, Tal. Koregaon, Comp. No. 37 & Gut No. 310 of village Mohodekarwadi, Tal. Wai, Dist. Satara. | 2010-03-30 | 0.8 | Satara | Chavaneshwar
71 | M/s Fatehpuri Trasformers and Switchgears (Pvt) Ltd. P. O. Machwa, Kalwar Road, Jaipur | Enercon (I) Ltd. | 0.8 | 1 x 800 | Forest Comp. No. 38 & Gut No. 21/3 of village Wahagaon, Tal. Wai, Comp No. 153 & Gut No. 54 of village Randullabad, Tal. Koregaon, Dist. Satara | 2010-03-30 | 0.8 | Satara | Chavaneshwar
72 | M/s Spark Engineers L-23, Additional MIDC, Satara-415 004. | Enercon (I) Ltd. | 0.8 | 1 x 800 | Forest Comp. No. 152 & Gut No. 191 of village Solashi, Tal. Koregaon, Comp. No. 37 & Gut No. 310 of village Mohodekarwadi, Tal. Wai, Dist. Satara. | 2010-03-30 | 0.8 | Satara | Chavaneshwar
73 | M/s J.M. Industries L-195, MIDC, Ahmednagar - 414 111. | Enercon (I) Ltd. | 0.8 | 1 x 800 | Forest Comp. No. 38 & Gut No. 21/3 of village Wahagaon, Comp No. 41 & Gut No. 245 of village Kawathe, Tal. Wai, Comp. No. 153 & Gut No. 349A of village Karanjkhop, Tal. Koregaon, Dist. Satara | 2010-03-30 | 0.8 | Satara | Chavaneshwar
74 | M/s Ujwal Power Generation Pvt. Ltd. M-21, MIDC, Ahmednagar - 414 111 | Enercon (I) Ltd. | 0.8 | 1 x 800 | Forest Comp. No. 38 & Gut No. 21/3 of village Wahagaon, Tal. Wai, Comp No. 153 & Gut No. 54 of village Randullabad, Tal. Koregaon, Dist. Satara | 2010-03-30 | 0.8 | Satara | Chavaneshwar
75 | M/s Western Precicast Pvt. Ltd. Gut No. 170, Near Kupwad MIDC, Savali, Tal. Miraj, Dist. Sangli - 416 410 | Enercon (I) Ltd. | 0.8 | 1 x 800 | Forest Comp. No. 38 & Gut No. 21/3 of village Wahagaon, Comp No. 38 & Gut No. 310 of village Mohodekarwadi, Tal. Wai, Comp No. 153 & Gut No. 54 of village Randullabad, Tal. Koregaon, Dist. Satara | 2010-03-30 | 0.8 | Satara | Chavaneshwar
76 | M/s Paharpur Cooling Towers Ltd. Paharpur House, 8/1/B Diamond Harbour Road, Kolkata- 700 027. | Enercon (I) Ltd. | 6.4 | 8 x 800 | Forest Comp No. 172 & Gut No. 182 of village Malgaon, Comp. No. 171 & Gut No. 711 of village Shivathar, Tal. Satara, Comp No. 170 & Gut No. 83 of village Arabwadi, Comp. No. 170 & Gut No. 283 of village Vanavadi, Comp. No. 171 Gut No. 195 of village Ambaw | 31/03/10 | 6.4 | Satara | Chavaneshwar
77 | M/s Paharpur Cooling Towers Ltd. Paharpur House, 8/1/B Diamond Harbour Road, Kolkata- 700 027. | Enercon (I) Ltd. | 6.4 | 8 x 800 | Forest Comp. No. 172 & Gut No. 182 of village Malgaon, Tal. Satara, Comp No. 170 & Gut No. 83 of village Arabawadi, Comp No. 170 & Gut No. 283 of village Banavadi, Tal. Koregaon, Comp. No. 169 & Gut No. 483 of village Kholwadi, Tal. Wai, Dist. Satara | 31/03/10 | 6.4 | Satara | Chavaneshwar
78 | M/s Bhawana Impex Pvt. Ltd. 5A, N.C. Dutta Sarani (Clive Ghat Street), 3rd Floor, Kolkata | Shriram EPC | 0.25 | 1 x 250 | Gut No. 949 of village Jaygaon, Tal Khatav, Dist. Satara | 31/03/10 | 0.25 | Satara | Ambheri
79 | M/s Regal Computer Systems Pvt. Ltd. 221/222, Creative Industrial Estate, 72, N.M. Joshi Marg, Mumbai - 400 011. | Shriram EPC | 0.25 | 1 x 250 | Gut No. 943 of village Jaygaon, Tal. Khatav, Dist. Satara | 31/03/10 | 0.25 | Satara | Ambheri
80 | M/s Sri Anand Vinayak Coalfields Ltd. 11, Clive Row 4th Floor, Kolkata - 700 001. | Shriram EPC | 0.5 | 2 x 250 | Gut No. 943 of village Jaygaon, Tal. Khatav, Dist. Satara | 31/03/10 | 0.5 | Satara | Ambheri
81 | M/s Gharrkul Industries Pvt. Ltd. 502, Royal Crest Appt. Lokmanya Tilak Vasahat, Road 3, Dadar (E), Mumbai-14 | Shriram EPC | 0.25 | 1 x 250 | Gut No. 1063 of village Jaygaon, Tal. Khatav, Dist. Satara | 31/03/10 | 0.25 | Satara | Ambheri
82 | M/s Elppe Chemicals Pvt. Ltd. 63/2, MIDC Area Dhatav-Roha, Dist. Raigad | Shriram EPC | 0.75 | 3 x 250 | Gut No. 1058 & 943 of village Jaygaon, Tal. Khatav, Dist. Satara | 31/03/10 | 0.75 | Satara | Ambheri
83 | Dr. Anil Premchand Harwani Badnera Road, Near Kuthe Hospital, Amravati | Shriram EPC | 0.25 | 1 x 250 | Gut No. 1065 of village Jaygaon, Tal. Khatav, Dist. Satara | 31/03/10 | 0.25 | Satara | Ambheri
84 | M/s Sai Associates W-80, Addl. MIDC, Kodoli, Satara | Shriram EPC | 0.25 | 1 x 250 | Gut No. 1063 of village Jaygaon, Tal. Khatav, Dist. Satara | 31/03/10 | 0.25 | Satara | Ambheri
85 | M/s Sahyadri Industries Ltd. Swastik House, 39/D, Gultekdi, J.N. Marg, Pune - 411 037 | Enercon (I) Ltd. | 4.8 | 6 x 800 | Forest Comp No. 38 & Gut No. 21/3 of village Wahagaon, Comp No. 37, 38 & Gut No. 310 of village Mohodekarwadi, Comp No. 36 & Gut No. 1010/1 of village Wele, Tal. Wai, Comp. No. 153, 152 & Gut No. 54 of village Randullabad, Comp No. 151, 152 & Gut No. 191 of village Solashi, Tal. Koregaon, Dist. Satara | 31/03/10 | 4.8 | Satara | Chavaneshwar
86 | M/s Jsons Foundry Pvt. Ltd. G-13, G2B, MIDC, Kupwad Block, Sangli-416 436 | Enercon (I) Ltd. | 1.6 | 2 x 800 | Forest Comp. No. 38 & Gut No. 21/3 of village Wahagaon, Tal. Wai, Comp No. 153 & Gut No. 54 of village Randullabad, Tal. Koregaon, Dist. Satara | 31/03/10 | 1.6 | Satara | Chavaneshwar
87 | M/s Shri Tejas Sizers Gat No. 747/1, Plot No. 34 & 31, 6th lane, Ganeshnagar, Ichalkaranji | Suzlon Energy Ltd. | 0.6 | 1 x 600 | Forest Comp. No. 440 & Gut No. 17 of village Sadawaghapur, Tal. Patan, Dist. Satara. | 31/03/10 | 0.6 | Satara | Sadawaghapur
88 | M/s Apcotex Industries Ltd. Post Box No. 13, Plot No. 3/1, MIDC, Industrial Area, Taloja- 410 208 Raigad | Suzlon Energy Ltd. | 1.25 | 1 x 1250 | Forest Gut No. 29 comp. No. 443 of village Sadawaghapur, Tal. Patan, Dist. Satara | 31/03/10 | 1.25 | Satara | Sadawaghapur
89 | M/s Alpha Flock India Pvt. Ltd. 3, Sugandha Apartment, 1226/5, Apte Road, Deccan Gymkhana, Pune | Suzlon Energy Ltd. | 0.6 | 1 x 600 | Forest Comp. No. 440 & Gut No. 17 of village Sadawaghapur, Tal. Patan, Dist. Satara. | 31/03/10 | 0.6 | Satara | Sadawaghapur
90 | M/s Jagadish P. Deshpande A-1, Success Chambers, 1232, Apte Road, Pune | TS Wind Power Developer | 0.225 | 1 x 225 | Gut No. 239 & 242 of village Jaigaon, Tal. Khatav, Dist. Satara | 31/03/10 | 0.225 | Satara | Ambheri
91 | M/s Shraddha Energy & Infraprojects Pvt. Ltd. "Shraddha House" CTS No. 1206A/1, Plot No. 887-A, Shirole Road, Off. J.M. Road, Shivajinagar, Pune | Sri Maruti Wind Park | 1.5 | 1 x 1500 | Gut No. 372 of village Taraswadi, Tal. Khatav, Dist. Satara | 31/03/10 | 1.5 | Satara | Bhud
|  |  | 138.85 |  |  |  | 138.85

## 2010-2011
2010 - 2011
Sr. No. | Investor Name & Address | Name of Developer | Capacity MW |  | Gut No. & Village | Commissined Capacity & Date |  | District | Site Name
|  |  | MW | No. of M/c |  | Date | MW
1 | M/s R.S. India Wind Energy 606, Akashdeep Building, Barakhamba Road, Connaught Place, New Delhi - 110 001. | R. S. India Wind Energy | 39.6 | 24 x 1650 | Gut No. 491, 502, 523 of village Bhosegaon, 126, 127 of village Kolekarwadi, 78, 83, 93, 95 of village Jinti, 11, 17, 20, 21, 23 of village Tamine, Tal. Patan, Dist. Satara. | 08-09-10 24-09-10 25-09-10 27-09-10 28-09-10 29-09-10 | 39.6 | Satara | Matrewadi
2 | M/s R.S. India Wind Energy 606, Akashdeep Building, Barakhamba Road, Connaught Place, New Delhi - 110 001. | R. S. India Wind Energy | 1.65 | 1 x 1650 | Gut No. 79 of village Jinti, Tal. Patan, Dist. Satara. | 2011-03-11 | 1.65 | Satara | Matrewadi
3 | M/s Jindal Steel & Power Ltd. Jindal Centre, 12, Bhikaiji Cama Place, New Delhi. | Sri Maruti Wind Park Developers | 6 | 4 x 1500 | Gut No. 1018, 1019, 957, 961 of village Pachwad, Tal. Khatav, Dist. Satara | 2010-04-28 | 6 | Satara | Agaswadi
4 | M/s State Bank Of India Credit Policy & Procedure Department, 4th Floor, Corporate Centre, State Bank Bhavan, Madame Cama Road, Mumbai - 400 021. | Suzlon Energy Ltd. | 4.5 | 3 x 1500 | Gut No. 42/3, 126/1, 136/2, 154, 189 & 204 of village Balwand, Tal. & Dist. Nandurbar | 2010-04-21 | 3 | Nandurbar | Chakla
[6 empty] | 2010-04-28 | 1.5
5 | M/s D.K. Engineering & Construction C-73, Sector-II, Devendra Nagar, Raipur | Suzlon Energy Ltd. | 0.6 | 1 x 600 | Forest Comp. No. 439 & Gut No. 6 of village Sadawaghapur, Tal. Patan, Dist. Satara | 2010-04-12 | 0.6 | Satara | Sadawaghapur
6 | M/s B. S. Channabasappa & Sons. # 1194, Kalikadevi Road, Davangere - 577 001 | Suzlon Energy Ltd. | 1.25 | 1 x 1250 | Forest Comp No. 443 & Gut No. 29 of village Sadawaghapur, Tal. Patan, Dist. Satara | 2010-04-13 | 1.25 | Satara | Sadawaghapur
7 | M/s City Life Developers B/3, Akhil Tower, Ratan Nagar, Nr. St. Xavier's High School, Dahiser (E), Mumbai - 400 053 | Sri Maruti Wind Park Developers | 1.65 | 1 x 1650 | Gut No. 527 of village Kaledhone Tal. Khatav, Dist. Satara | 2010-04-28 | 1.65 | Satara | Bhud
8 | M/s Pragati Agencies Vishnu Chambers, Shahu Corner, Ichalkaranji, Dist. Kolhapur | Suzlon Energy Ltd. | 0.6 | 1 x 600 | Forest Comp. No. 440 & Gut No. 16 of village Sadawaghapur, Tal. Patan, Dist. Satara | 2010-04-30 | 0.6 | Satara | Sadawaghapur
9 | M/s Sri Amareshwara Indsutries Rice Mill, Main Road, Karatagi-583229, Tal. Gangavati, Dist. Koppal | Suzlon Energy Ltd. | 0.6 | 1 x 600 | Forest Comp. No. 440 & Gut No. 17 of village Sadawaghapur, Tal. Patan, Dist. Satara | 2010-04-30 | 0.6 | Satara | Sadawaghapur
10 | M/s Quantum Equiment Co. Ltd. A-503, Kailas Indi, Complex, Parksite, Vikhroli (W), Mumbai - 400 079 | Suzlon Energy Ltd. | 1.25 | 1 x 1250 | Forest Comp. No. 441 & Gut No. 17 of village Sadawaghapur, Tal. Patan, Dist. Satara | 2010-05-07 | 1.25 | Satara | Sadawaghapur
11 | M/s Punit Constuction Company Agarwal Goldan Chambers, Fun Republic Road, Plot No. 13-A, Andheri (W), Mumbai - 400 053. | Suzlon Energy Ltd. | 2.5 | 2 x 1250 | Forest Comp. No. 441 & Gut No. 17 & Forest Comp. No. 443 & Gut No. 29 of village Sadawaghapur, Tal. Patan, Dist. Satara | 2010-09-15 | 1.25 | Satara | Sadawaghapur
[6 empty] | 2010-09-15 | 1.25
12 | M/s H.H. Patel & Co. Prabhat Galli, Ghat Road, Chalisgaon, Dist. - Jalgaon | Suzlon Energy Ltd. | 0.6 | 1 x 600 | Forest Comp. No. 443 & Gut No. 29 of village Sadawaghapur, Tal. Patan, Dist. Satara | 2010-05-07 | 0.6 | Satara | Sadawaghapur
13 | M/s Chaphalkar Brothers 111, Shivajinagar, Pune - 411 005 | Suzlon Energy Ltd. | 1.25 | 1 x 1250 | Forest Comp. No. 443 & Gut No. 29 of village Sadawaghapur, Tal. Patan, Dist. Satara | 2010-05-17 | 1.25 | Satara | Sadawaghapur
14 | M/s Arvind Dyeing & Bleaching Mills Pvt. Ltd. Plot No. 11-12, Ph-II, Sector-A, Shri Laxmi Co-op Industrial Estate, Hatkanangale-416 109 | Suzlon Energy Ltd. | 1.25 | 1 x 1250 | Forest Comp. No. 640 & Gut No. 46 of village Sadawaghapur, Tal. Patan, Dist. Satara | 2010-05-17 | 1.25 | Satara | Sadawaghapur
15 | M/s Arvind Cotsyn (India) Ltd. Plot No. 1-12, Ph-II, Sector-A, Shri Laxmi Co-op Industrial Estate, Hatkanangale-416 109 | Suzlon Energy Ltd. | 1.25 | 1 x 1250 | Forest Comp. No. 640 & Gut No. 159 of village Jambhekarwadi, Tal. Patan, Dist. Satara | 2010-05-17 | 1.25 | Satara | Sadawaghapur
16 | M/s Gajanan Towers Pvt. Ltd. 3994-B, Behind Oil Mill, Nahargarh Road, Jaipur | Suzlon Energy Ltd. | 0.6 | 1 x 600 | Forest Comp. No. 440 & Gut No. 17 of village Sadawaghapur, Tal. Patan, Dist. Satara | 2010-06-15 | 0.6 | Satara | Sadawaghapur
17 | M/s Kwality Tobacco Products P.B. No. 14, 226 Nehru Road, Jaysingpur | Suzlon Energy Ltd. | 0.6 | 1 x 600 | Forest Comp No. 640 & Gut No. 46 of village Sadawaghapur, Tal. Patan, Dist. Satara | 2010-06-15 | 0.6 | Satara | Sadawaghapur
18 | M/s Sri Laxmi Industries Rice Mill, Main Riad, Karatagi-583229, Tal. Gangavathi Dist. Koppal. | Suzlon Energy Ltd. | 0.6 | 1 x 600 | Forest Comp No. 640 & Gut No. 46 of village Sadawaghapur, Tal. Patan, Dist. Satara | 2010-06-30 | 0.6 | Satara | Sadawaghapur
19 | M/s Shraddha Energy & Infraprojects Pvt. Ltd. "Shraddha House", CTS No. 1206A/1, Plot No. 887-A, Shirole Road, Off. J.M. Road, Shivajinagar, Pune | Sri Maruti Wind Park Developers | 6 | 4 x 1500 | Gut No. 359, 362, 364, 366 of village Garalewadi, Tal. Khatav, Dist. Satara | 2010-07-29 | 6 | Satara | Bhud
20 | M/s Shraddha Energy & Infraprojects Pvt. Ltd. "Shraddha House", CTS No. 1206A/1, Plot No. 887-A, Shirole Road, Off. J.M. Road, Shivajinagar, Pune | Sri Maruti Wind Park Developers | 1.5 | 1 x 1500 | Gut No. 485 & 486 of village Devikhindi, Tal. Khanapur, Dist. Sangli. | 2010-07-31 | 1.5 | Sangli | Bhud
21 | M/s Sheela Shivaraj "Shivashri" No. 182/A, 1st Floor, 2nd Main, 9th Cross, Ganganagar, Banglore - 560 032. | Suzlon Energy Ltd. | 0.6 | 1 x 600 | Forest Comp No. 640 & Gut No. 46 of village Sadawaghapur, Tal. Patan, Dist. Satara | 2010-09-08 | 0.6 | Satara | Sadawaghapur
22 | M/s Medilink Services 12/2/1, Thube Park, (Sancheti Hospital Campus), Shivajinagar, Pune-411 005 | TS Wind Power Developer | 1.5 | 1 x 1500 | Gut No 41 of village warsolikoli, Tal. Mahabaleshwar, Dist. Satara | 2010-09-26 | 1.5 | Satara | Kas
23 | M/s D. J. Malpani Malpani Estate, Kasara Dumala, Sangamner-422 605 | TS Wind Power Developer | 3 | 2 x 1500 | Gut No. 34 and 41 of village Warsolikoli, Tal. Mahabaleshwar, Dist. Satara | 2010-09-26 | 3 | Satara | Kas
24 | M/s Navlakha Translines 50-A, Hadapsar Industrial Estate, Pune | TS Wind Power Developer | 1.5 | 1 x 1500 | Gut No. 41 & 42 of village Warsolikoli, Tal. Mahabaleshwar, Dist. Satara | 2010-09-26 | 1.5 | Satara | Kas
25 | M/s Balaji Amines Ltd. Balaji Bhavan, 165-A, Raliway Lins, Solapur | TS Wind Power Developer | 1.5 | 1 x 1500 | Gu No. 34 of village Warsolikoli, Tal. Mahabaleshwar, Dist. Satara | 2010-09-26 | 1.5 | Satara | Kas
26 | M/s Giriraj Enterprises Malpani House, I.G. Road, Sangamner, Dist. Ahmednagar | Suzlon Energy Ltd. | 3 | 2 x 1500 | Forest Comp. No. 131 & Gut No. 17 of village Vasdara, Tal. & Dist. Nandurbar | 2010-09-30 | 1.5 | Nandurbar | Chakala
[6 empty] | 2010-10-27 | 1.5
27 | M/s Siddhayu Ayurvedic Research Foundation Pvt. Ltd. 20, Great Nag Road, Nagpur | Suzlon Energy Ltd. | 4.5 | 3 x 1500 | Forest Comp. No. 132 & Gut No. 137 of village Akhatwade & Forest Comp. No. 131 & Gut No. 17 of village Vasdara, Tal. & Dist. Nandurbar | 2010-09-30 | 4.5 | Nandurbar | Chakala
28 | M/s Gupta Coal (India) Ltd. 7th Floor, Shriram Tower, Kingsway, Civil Lines, Nagpur. | Suzlon Energy Ltd. | 1.5 | 1 x 1500 | Forest Comp. No. 133 & Gut No. 137 of village Akhatwade, Tal. & Dist. Nandurbar | 2010-09-30 | 1.5 | Nandurbar | Chakala
29 | M/s Sai Service Station Ltd Mumbai-Pune Road, Phugewadi, Pune - 411 012 | Suzlon Energy Ltd. | 3 | 2 x 1500 | Gut No. 130/1, 67/2, 67/3 of village Balwand, Tal. & Dist. Nandurbar | 2010-09-30 | 3 | Nandurbar | Chakala
30 | M/s Osho Developers 222, Sagar, Prabhat Industrial Complex, W. E. Highway, Dahisar, Mumbai-400 068. | Suzlon Energy Ltd. | 1.5 | 1 x 1500 | Gut No. 120/2 of village Balwand, Tal. & Dist. Nandurbar | 2010-09-30 | 1.5 | Nandurbar | Chakala
31 | M/s Advik Hi-Tech Pvt. Ltd Gat. No. 357/99, Chakan-Talegaon Road, Chakan, Pune-410 501. | Suzlon Energy Ltd. | 1.5 | 1 x 1500 | Gut No. 57/3 of village Balwand, Tal. & Dist. Nandurbar | 2010-09-30 | 1.5 | Nandurbar | Chakala
32 | M/s Mahalakshmi Infraprojects Ltd. Malati Towers, 223/3, 'E' Ward, S-1(B), Second Floor, Tarabai Park, Kolhapur-416 003. | Enercon (I) Ltd. | 1.6 | 2 x 800 | Forest Comp. No. 159 & Gut No. 162 of village Rautwadi, Comp. No. 153 & Gut No. 54 of village Randullabad, Tal. Koregaon, Comp. No. 160 & Gut No. 895 of village Degaon, Comp. No. 38 & Gut No. 21/3 of village Wahagaon, Tal. Wai, Dist. Satara | 2010-09-30 | 1.6 | Satara | Chavneshwar
33 | M/s Purushottam Lohia Shri Mukund Bhawan, 1105, Raviwar Peth, Pune-2 | Enercon (I) Ltd. | 1.6 | 2 x 800 | Forest Comp. No. 163 & Gut No. 162 of village Rautwadi, Tal. Koregaon, Comp. No. 160 & Gut No. 959 of village Degaon, Tal. Wai, Dist. Satara | 2010-09-30 | 1.6 | Satara | Chavneshwar
34 | M/s Paharpur Cooling Towers Limited Paharpur House, 8/1/B Diamond Harbour Road, Kolkata - 700 027. | Enercon (I) Ltd. | 0.8 | 1 x 800 | Forest Comp. No. 170 & Gut No. 83 of village Arabwadi, Tal. Koregaon, Comp. No. 172 & Gut No. 182 of village Malgaon, Tal. & Dist. Satara | 2010-09-30 | 0.8 | Satara | Chavneshwar
35 | M/s Sahyadri Industreis Ltd. Swastik House, 39/D, Gultekdi, J.N. Marg, Pune-411 037. | Enercon (I) Ltd. | 2.4 | 3 x 800 | Forest Comp. No. 152 & Gut No. 191 of village Solashi, Tal. Koregaon, Forest, Comp. No. 37 & Gut No. 310 of village Mohodekarwadi, Tal. Wai, Dist. Satara | 2010-09-30 | 2.4 | Satara | Chavneshwar
36 | M/s Siporex India Pvt. Ltd. 72-76, Industrial Estate, Mundhwa, Pune-411 036. | Enercon (I) Ltd. | 1.6 | 2 x 800 | Forest Comp. No. 172 & Gut No. 182 of village Malgaon, Tal. Satara, Forest Comp. No. 171 & Gut No. 195 of village Ambawade (W), Forest Comp. No. 171 & Gut No. 344 of village Revadi, Tal. Koregaon, Dist. Satara. | 2010-09-30 | 1.6 | Satara | Chavneshwar
37 | M/s K.S. Cold Storage & Warehousing Corporation Shanti Palace, P.O. Box No. 23, Dhondaicha - 425 408, Dist. Dhule | Enercon (I) Ltd. | 0.8 | 1 x 800 | Forest Comp. No. 164 & Gut No. 87 of village Asangaon, & Comp. No. 165 & Gut No. 414 of village Banavadi, Tal. Koregaon, Dist. Satara | 2010-09-30 | 0.8 | Satara | Chavneshwar
38 | M/s Sai Prem Developers Shraddha House, CTS No. 1206/I/A, Plot No. 887-A, Shirole Road, Off. J.M. Road, Pune - 411 004. | Enercon (I) Ltd. | 1.6 | 2 x 800 | Forest Comp. No. 159 & Gut No. 162, Forest Comp No. 163 & Gut No. 162 of village Rautwadi, Tal. Koregaon, Forest Comp. No. 160 & Gut No. 959 Forest Comp No. 160 & Gut No. 895 of village Degaon, Tal. Wai, Dist. Satara. | 2010-09-30 | 1.6 | Satara | Chavneshwar
39 | M/s Manoharlal Santram Hiring Pvt. Ltd. Sai Niwas, 153, P. D Mello Road, Besides Canara Bank, Carnac Bunder, Mumbai - 400 001. | Enercon (I) Ltd. | 0.8 | 1 x 800 | Forest Comp. No. 151, 152 & Gut No. 191 of village Solashi, Tal. Koregaon & Comp. No. 37, & Gut No. 310 of village Mohodekarwadi, Comp. No. 36 & Gut No. 1010/1 of village Wele Tal. Wai, Dist. Satara | 2010-09-30 | 0.8 | Satara | Chavneshwar
40 | M/s V. L. Patel 39/D, Gultekdi, J. N. Marg, Pune - 411 037 | Enercon (I) Ltd. | 1.6 | 2 x 800 | Gut No. 27/1 of village Chavneshwar, Tal. Koregaon, Dist. Satara | 2010-09-30 | 0.8 | Satara | Chavneshwar
[5 empty] | Gut No. 25 of village Chavneshwar, Tal. Koregaon, Dist. Satara | 2011-02-17 | 0.8
41 | M/s Rutuja Industries Nalwandi Road, Beed - 431 122 | Shriram epc | 0.25 | 1 x 250 | Gut No. 222 of village Sautada, Tal. Patoda, Dist. Beed | 2010-09-30 | 0.25 | Beed | Sautada
42 | M/s Shriniwas Distributors & Developers Flat No. 602, A-Wing, Kanchan Heights, Sinhgad Road, Pune - 411 030. | Shriram epc | 0.25 | 1 x 250 | Gut No. 222 of village Sautada, Tal. Patoda, Dist. Beed | 2010-09-30 | 0.25 | Beed | Sautada
43 | M/s Wel-Flow Engineering Company Office & Works: W-45, Addl. M.I.D.C., Satara - 415 004. | Shriram epc | 0.25 | 1 x 250 | Gut No. 1063 of village Jaigaon, Tal. Khatav, Dist. Satara | 2010-12-31 | 0.25 | Satara | Ambheri
44 | M/s Ushdev International Ltd. New Harileela House, 6th Floor, Mint Road, Mumbai-400 001. | TS Wind Power Developer | 8 | 4 x 2000 | Gut No. 289, 290 of village Nhavi Budruk, Tal. Koregaon, Dist. Satara | 2010-01-11 | 4 | Satara | Ambheri
[6 empty] | 2010-11-27 | 4
45 | M/s BD & P Hotels (India) Pvt. Ltd. DB House, Gen. A K Vaidya Marg, Goregaon (East), Mumbai - 400 063. | Suzlon Energy Ltd. | 1.5 | 1 x 1500 | Forest Comp No. 132 & Gut No. 137 of village Akhatwade, Tal. & Dist. Nandurbar | 2010-12-21 | 1.5 | Nandurbar | Chakala
46 | M/s Tata Power Co. Ltd. Bombay House, 24 Homi Mody Street, Mumbai - 400 001. | Sri Maruti Wind Park Developers | 6 | 3 x 2000 | Gut No. 173 of village Visapur, Tal. Khatav, Dist. Satara | 2011-01-19 | 6 | Satara | Ambheri
47 | M/s Jagdish P. Deshpande A/1, Success Chambers, 1232 Apte Road, Deccan Gymkhana, Pune - 411 004. | Enercon (I) Ltd. | 0.8 | 1 x 800 | Forest Comp No. 163 & Gut No. 162 of village Rautwadi, Tal Koregaon, Comp No. 160 & Gut No. 959 of village Degaon, Tal. Wai, Dist. Satara | 2011-03-31 | 0.8 | Satara | Chavneshwar
48 | M/s PG Mercantile Pvt. Ltd. New Harileela House, 6th Floor, Mint Road, Mumbai-400 001. | TS Wind Power Developer | 2 | 1 x 2000 | Gut No. 487 of village Landewadi, Tal. Khatav, Dist. Satara. | 2011-03-31 | 2 | Satara | Ambheri
49 | Shri Satyen Vallabhbhai Patel 39/D, Gultekdi, J. N. Marg, Pune - 411 037. | Enercon (I) Ltd. | 0.8 | 1 x 800 | Gut No. 25 of village Chavneshwar, Tal. Koregaon, Dist. Satara | 2011-02-17 | 0.8 | Satara | Chavneshwar
50 | Shri Jignesh Vallabhabhai Patel 39/D, Gultekdi, J. N. Marg, Pune - 411 037. | Enercon (I) Ltd. | 0.8 | 1 x 800 | Gut No. 25 of village Chavneshwar, Tal. Koregaon, Dist. Satara | 2011-02-17 | 0.8 | Satara | Chavneshwar
51 | M/s Pioneer Wincon Pvt. Ltd. 30/1A, Harrington Chambers, 2nd Floor, "A & B" Block, Abdul Razaq 1st Street, Saidapet, Chennai-600 015. | Pioneer Wincon | 2.25 | 9 x 250 | Gut No. 433 (542) of village Jinti, Tal. Patan, Dist. Satara |  |  | Satara | Matrewadi
52 | M/s Mayura Steels Pvt. Ltd. S. No. 526, Shiye-Bawada Road, Shiroli, MIDC Area, Kolhapur - 416 122 |  |  |  |  | 2011-03-31 | 0.5
53 | M/s Chandrashekhar S. Dolli, HUF Shankar, 22/19, Sardar Colony, Tarabai Park, Kolhapur - 416 122 |  |  |  |  | 2011-03-31 | 0.25
54 | M/s Bhagwanti Machinary Store Inside Sojati Gate, Jodhpur - 342 002 |  |  |  |  | 2011-03-31 | 0.25
55 | M/s Rajendra D. Dhoka Shop No. 3, Pune-Nashik Road, Pradhikaran Bhosari, Pune - 411 039 |  |  |  |  | 2011-03-31 | 0.25
56 | Dr. Lalitkumar Dhoka Pritam Hospital, Pune-Nashik Road, Ayappa Temlpe, Opp. Sant Dnayaaneshwar Hospital, Bhosari, Pune - 411 039 |  |  |  |  | 2011-03-31 | 0.25
57 | M/s Thermotech Engineering (Pune) Pvt. Ltd. Plot No. 65/4 & 65/5, D-II Block, MIDC, Chinchwad, Pune |  |  |  |  | 2011-03-31 | 0.25
58 | M/s Gunjan Pawar Plot No. 113-B, Kanisk Resort, Near DPS School, Pal Byepass Road, Jodhpur (Rajasthan) |  |  |  |  | 2011-03-31 | 0.25
59 | M/s Gandhi & Associates 22, Sarthak Terrace, Opp. Gandhi Lawns, Kothrud, Pune - 411 029 |  |  |  |  | 2011-03-31 | 0.25
60 | M/s Prabha Steel Industries Plot No. 38-41, Baroda Co-op. Ind. Estate, Dharamsinh Desai Marg, Chhani Road, Vadodara-390 024 | Suzlon Energy Ltd. | 1.25 | 1 x 1250 | Gut No. 29/2/1, 29/2/2, 29/2/3 of village Vankute, Tal. & Dist. Nandurbar. | 2011-02-24 | 1.25 | Nandurbar | Chakla
61 | M/s Serum Institute of India Ltd. "Sarosh Bhavan", 16-B/1, Dr. Ambedkar Road, Pune - 411 001. | Suzlon Energy Ltd. | 10.5 | 5 x 2100 | Gut No. 129/2 of village Jaitane, Gut No. 124/1, 124/3 & 113/A of village Shivajinagar, Tal. Sakri, Dist. Dhule | 15-03-11 11-03-11 | 6.3 | Dhule | Jaibhim
[5 empty] | Gut No. 46 of village Runmali, Gut No. 109 of village Vajdare, Tal. Sakri, Dist. Dhule. | 2011-03-15 | 4.2
62 | M/s Serum Institute of India Ltd. "Sarosh Bhavan", 16-B/1, Dr. Ambedkar Road, Pune - 411 001. | Suzlon Energy Ltd. | 10.5 | 5 x 2100 | Gut No. 582/3, 582/4 of village Jaitane, Gut No. 313/1, 315/2, 370 of village Bhamer, Tal. Sakri, Dist. Dhule | 11-03-11 12-03-11 31-03-11 | 8.4 | Dhule | Jaibhim
[5 empty] | Gut No. 122/P of village Akhade, Tal. Sakri, Dist. Dhule | 2011-03-31 | 2.1
63 | M/s Gangadhar Narsingdas Agrawal Anand Bhavan, Old Station Road, Margao, Goa - 403 601. | Suzlon Energy Ltd. | 4.2 | 2 x 2100 | Forest Comp No. 131 & Gut No. 17 of village Vasdare Tal. & Dist. Nandurbar | 2011-03-29 | 2.1 | Nandurbar | Chakla
[5 empty] | Forest Comp No. 134 & Gut No. 68 of village Gangapur, Forest Comp. No. 142 & Gut No. 152, of village Thanepada,Tal. & Dist. Nandurbar | 2011-03-31 | 2.1
64 | M/s ITC Limited Plot No. B-27, M.I.D.C. Ranjangaon Industrial Area, Ranjangaon, Tal. Shirur, Dist. Pune - 412 220 | Suzlon Energy Ltd. | 4.2 | 2 x 2100 | Forest Comp. No. 134 & Gut No. 68 of village Gangapur, Forest Comp. No. 131 & Gut No. 17 of village Vasdara, Forest Comp. No. 132 & Gut No. 137 of village Akhatwade Tal. & Dist. Nandurbar | 2011-03-29 | 4.2 | Nandurbar | Chakla
65 | M/s Serum Institute of India Ltd. "Sarosh Bhavan", 16-B/1, Dr. Ambedkar Road, Pune - 411 001. | Suzlon Energy Ltd. | 10.5 | 5 x 2100 | Gut No. 95/1, 79/3 of village Runmali, Gut No. 116 of village Shivajinagar, Gut No. 386/3, 386/4, 391/1 of village Bhamer, Tal. Sakri, Dist. Dhule | 2011-03-19 | 10.5 | Dhule | Jaibhim
66 | M/s Serum Institute of India Ltd. "Sarosh Bhavan", 16-B/1, Dr. Ambedkar Road, Pune - 411 001. | TS Wind Power Developer | 2 | 1 x 2000 | Gut No. 487 of village Landewadi, Tal. Khatav, Dist. Satara. | 2011-03-26 | 2 | Satara | Ambheri
67 | M/s Serum Institute of India Ltd. "Sarosh Bhavan", 16-B/1, Dr. Ambedkar Road, Pune - 411 001. | TS Wind Power Developer | 2 | 1 x 2000 | Gut No. 488 of village Landewadi, Tal. Khatav, Dist. Satara | 2011-03-26 | 2 | Satara | Ambheri
68 | M/s Shah Promoters & Developers AST-1, Success Chambers, 1232 Apte Road, Deccan Gymkhana, Pune - 411 004. | Enercon (I) Ltd. | 11.2 | 14 x 800 | Forest Comp No. 175 & Gut No. 277 of village Dhumalwdi, Forest Comp No. 176 & Gut No. 20 of village Kolavadi, Forest Comp No. 176 & Gut No. 692 of village Ambawade (K), Forest Comp No. 176 & Gut No. 453 of village Palashi, Tal. Koregaon, Dist. Satara | 2011-03-31 | 11.2 | Satara | Chavaneshwar
69 | M/s Vandana Textiles Vishnu Chambers, Shahu Corner, Ichalkaranji-416 115, Dist. Kolhapur | Suzlon Energy Ltd. | 1.25 | 1 x 1250 | Forest Comp. No. 440 & Gut No. 17 of village Sadawaghapur, Tal. Patan, Dist. Satara | 2011-03-30 | 1.25 | Satara | Sadawaghapur
70 | M/s Siddhayu Ayurvedic Research Foundation Pvt. Ltd. 20, Great Nag Road, Nagpur - 440 009. | Suzlon Energy Ltd. | 2.5 | 2 x 1250 | Forest Comp. No. 134 & Gut 68 of village Gangapur, Forest Comp. No. 142 & Gut No. 152 of village Thanepada, Forest Comp No. 132 & Gut No. 137 of village Akhatwade Tal. & Dist. Nandurbar | 2011-03-30 | 1.25 | Nandurbar | Chakla
[6 empty] | 2011-03-30 | 1.25
71 | M/s B. S. Channabasappa & Sons 1194, Kalikadevi Market, Davangere - 577 001. | Suzlon Energy Ltd. | 1.25 | 1 x 1250 | Forest Comp. No. 441 & Gut No. 17 of village Sadawaghapur, Tal. Patan, Dist. Satara | 2011-03-30 | 1.25 | Satara | Sadawaghapur
72 | M/s Sridevi Trading Co. Malebennur - 577 530, Harihar, Tq. Davangere, Dist. Karnataka. | Suzlon Energy Ltd. | 1.25 | 1 x 1250 | Forest Comp. No. 440 & Gut No. 17 of village Sadawaghapur, Tal. Patan, Dist. Satara | 2011-03-30 | 1.25 | Satara | Sadawaghapur
73 | M/s Chaphalkar Brothers 111, Shivajinagar, Pune - 411 005 | Suzlon Energy Ltd. | 1.25 | 1 x 1250 | Forest Comp. No. 441 & Gut No. 17 of village Sadawaghapur, Tal. Patan, Dist. Satara | 2011-03-31 | 1.25 | Satara | Sadawaghapur
74 | M/s Peethambra Granties (P) Ltd. S-492/A, Greater Kailash-I, New Delhi - 110 048. | Suzlon Energy Ltd. | 2.5 | 2 x 1250 | Forest Comp. No. 131 & Gut No. 17 of village Vasdara, Tal. & Dist. Nandurbar | 2011-03-30 | 1.25 | Nandurbar | Chakla
[6 empty] | 2011-03-31 | 1.25
75 | M/s Shrirang Kisanlal Sarda Camel House, Nashik-Pune Road, Post Box No. 1204, Nashik - 422 011. | TS Wind Power Developer | 2 | 1 x 2000 | Gut No. 175 of village Landewadi, Tal. Khatav, Dist. Satara | 2011-03-26 | 2 | Satara | Ambhri
76 | M/s Ajeet Seeds Ltd., Tapadiya Terraces, 2nd Floor, Adalat Road, Aurangabad - 431 001 | Suzlon Energy Ltd. | 1.25 | 1 x 1250 | Forest Comp No. 440 & Gut No. 17 of village Sadawaghapur, Tal., Patan, Dist. Satara | 2011-03-30 | 1.25 | Satara | Sadawaghapur
77 | M/s Pudumjee Pulp & Paper Mills Ltd. Thergaon, Chinchwad, Pune-411 033. | Suzlon Energy Ltd. | 1.25 | 1 x 1250 | Forest Comp. No. 441 & Gut No. 17 of village Sadawaghapur, Tal. Patan, Dist. Satara | 2011-03-30 | 1.25 | Satara | Sadawaghapur
78 | M/s Acorn Properties Pvt. Ltd. Industry House, Survey No. 49, Mundhwa, Pune-411 036. | Acorn Properties | 2 | 1 x 2000 | Gut No. 172A of village Visapur, Tal. Khatav, Dist. Satara | 2011-03-30 | 2 | Satara | Ambheri
79 | M/s Acorn Properties Pvt. Ltd. Industry House, Survey No. 49, Mundhwa, Pune-411 036. | Acorn Properties | 6 | 3 x 2000 | Gut No. 172B of village Visapur, Tal. Khatav, Dist. Satara | 2011-03-30 | 6 | Satara | Ambheri
80 | Gandhi & Associates 776A, Sadashiv Peth, 4th Floor, Bizzyland Commercial Complex, Pune - 411 030. | Suzlon Energy Ltd. | 1.25 | 1 x 1250 | Gut No. 21/1 of village Karanjoshi, Tal. & Dist. Satara | 2011-03-30 | 1.25 | Satara | Maloshi
81 | M/s Arvind Cotsyn (India) Ltd. Plot No. 1-12, Ph-II, Sector-A, Shri Laxmi Co-op Industrial Estate, Hatkanangale-416 109 Dist. Kolhapur | Suzlon Energy Ltd. | 1.25 | 1 x 1250 | Gut No. 21/1 of village Karanjoshi, Tal. & Dist. Satara | 2011-03-31 | 1.25 | Satara | Maloshi
82 | M/s Shirke Infrastructure 72-76 Industiral Estate, Mundhwa, Pune - 411 036 | Shriram epc | 0.25 | 1 x 250 | Gut No. 1063 of village Jaigaon, Tal. Khatav, Dist. Satara | 2011-03-31 | 0.25 | Satara | Ambheri
83 | M/s Gandhi & Associates 22, Sarthak Terrace, Opp. Gandhi Lawns, Kothrud, Pune - 411 029 | Suzlon Energy Ltd. | 1.25 | 1 x 1250 | Gut No. 21/1 of village Karanjoshi, Tal. & Dist. Satara | 2011-03-31 | 1.25 | Satara | Maloshi
84 | M/s Shraddha Energy & Infraprojects Pvt. Ltd. "Shraddha House", CTS No. 1206A/1, Plot No. 887-A, Shirole Road, Off. J.M. Road, Shivajinagar, Pune | Enercon (I) Ltd. | 4.8 | 6 x 800 | Forest Comp. No. 163 & Gut No. 162 of village Rautwadi, Tal. Koregaon, Forest Comp. No. 162 & Gut No. 80(253) of village Lagadwadi, Forest Comp. No. 160 & Gut No. 959 of village Degaon, Tal. Wai, Dist. Satara | 2011-03-31 | 4.8 | Satara | Chavaneshwar
85 | M/s B. G. Chitale Bhilawadi Station - 416303 Dist. Sangli | Suzlon Energy Ltd. | 1.25 | 1 x 1250 | Gut No. 256/A (Old Gut No. 1186/A) of village Murud, Tal. Patan, Dist. Satara | 2011-03-31 | 1.25 | Satara | Maloshi
86 | M/s Sarla Performance Fibers Ltd. 304, Arcadia, 195, Nariman Point, Mumbai - 400 021. | Acorn Properties | 2 | 1 x 2000 | Gut No. 173 of village Visapur, Tal. Khatav, Dist. Satara | 2011-03-31 | 2 | Satara
87 | M/s TS Wind Power Developers 497/A, R K Heights, 3rd Floor, Civil Hospital Road, Sadar Bazar, Satara - 415 002 | TS Wind Power Developer | 1.5 | 1 x 1500 | Gut No. 34 of village Warsolikoli, Tal. Mahabaleshwar, Dist. Satara | 2011-03-31 | 1.5 | Satara | Kas
88 | M/s D. J. Malpani Malpani Estate, Kasara Dumala, Sangamner-422 605 | Suzlon Energy Ltd. | 1.25 | 1 x 1250 | Gut No. 259 (Old Gut No. 1189) of village Murud, Tal. Patan, Dist. Satara | 2011-03-31 | 1.25 | Satara | Maloshi
89 | M/s MERU Industries S-31, "T" Block, Near Pawana Industiral Complex, MIDC, Bhosari, Pune - 411 026 | Suzlon Energy Ltd. | 1.25 | 1 x 1250 | Gut No. 258 (Old Gut No. 1188) of village Murud, Tal. Patan, Dist. Satara | 2011-03-31 | 1.25 | Satara | Maloshi
90 | M/s Arvind Cotsyn (India) Limited Plot No. 1-12, Phae-II, Sector A, Shri Laxmi Co-Op. Industiral Estate, Hatkanangale - 416 109, Dist. Kolhapur | Suzlon Energy Ltd. | 1.25 | 1 x 1250 | Gut No. 289 (Old Gut No.1083) of village Padekarwadi, Tal. Patan, Dist. Satara | 2011-03-31 | 1.25 | Satara | Maloshi
91 | M/s Giriraj Enterprises Malpani House, I.G. Road, Sangamner, Dist. Ahmednagar | Suzlon Energy Ltd. | 1.25 | 1 x 1250 | Gut No. 241 (Old Gut No. 620) of village Ghatewadi, Tal. Patan, Dist. Satara | 2011-03-31 | 1.25 | Satara | Maloshi
92 | M/s Arvind Dyeing & Bleaching Mills Pvt. Ltd. Plot No. 11-12, Ph-II, Sector-A, Shri Laxmi Co-op Industrial Estate, Hatkanangale-416 109 | Suzlon Energy Ltd. | 1.25 | 1 x 1250 | Gut No. 211 (Old Gut No. 998) of village Padekarwadi, Tal. Patan, Dist. Satara | 2011-03-31 | 1.25 | Satara | Maloshi
93 | M/s Giriraj Enterprises Malpani House, I.G. Road, Sangamner, Dist. Ahmednagar | Suzlon Energy Ltd. | 1.25 | 1 x 1250 | Gut No. 189 (Old Gut No. 1119) of village Murud, Tal. Patan, Dist. Satara | 2011-03-31 | 1.25 | Satara | Maloshi
94 | M/s Siddharth Properties Eden Hall, Opp. OM Super Market, Off. No. 501, 5th Floor, Model Colony, Pune - 411 016 | Suzlon Energy Ltd. | 1.25 | 1 x 1250 | Gut No. 183 (Old Gut No. 970) Gut No. 184 ( Old Gut NO.971) Gut No. 176 ( Old Gut No. 963) of village Padekarwadi, Tal. Patan, Dist. Satara | 2011-03-31 | 1.25 | Satara | Maloshi
95 | M/s Shree Siddhivinayak Cotspin Pvt. Ltd. 105/106, Sangam Arcad, V. P. Road, Vile Parle (W), Mumbai - 400 056 | Suzlon Energy Ltd. | 1.25 | 1 x 1250 | Gut No. 177 (Old Gut No. 1107) of village Murud, Tal. Patan, Dist. Satara | 2011-03-31 | 1.25 | Satara | Maloshi
96 | M/s Shri Tradco India Pvt. Ltd. 10/868, KOIK Building, Shahapur Road, Vardhman Chowk, Ichalkaranji - 416 115 | Suzlon Energy Ltd. | 1.25 | 1 x 1250 | Gut No. 247 (Old Gut No. 624) of village Ghatewadi, Tal. Patan, Dist. Satara | 2011-03-31 | 1.25 | Satara | Maloshi
97 | M/s Shri Tradco India Pvt. Ltd. 10/868, KOIK Building, Shahapur Road, Vardhman Chowk, Ichalkaranji - 416 115 | Suzlon Energy Ltd. | 1.25 | 1 x 1250 | Gut No. 299 (Old Gut No. 223) of village Dengishtewadi, Tal. Patan, Dist. Satara | 2011-03-31 | 1.25 | Satara | Maloshi
98 | M/s Gupta Coalfields & Washeries Ltd. 7th Floor, Shriram Tower, Kingsway, Sardar, Nagpur - 400 001. | Suzlon Energy Ltd. | 1.5 | 1 x 1500 | Gut No. 108 of village Tilali, Tal. & Dist. Nandurbar | 2011-03-31 | 1.5 | Nandurbar | Chakla
|  |  | 239.05 |  |  |  | 239.05

## 2011-12
2011-12
Sr. No. | Investor Name & Address | Name of Developer | Capacity MW |  | Gut No. & Village | Commissined Capacity & Date |  | District | Site Name
|  |  | MW | No. of M/c |  | Date | MW
1 | M/s Shraddha Energy & Infraprojects Pvt. Ltd. "Shraddha House", CTS No. 1206A/1, Plot No. 887-A, Shirole Road, Off. J.M. Road, Shivajinagar, Pune | Sri Maruti Wind Park Developers | 3 | 2 x 1500 | Gut No. 731 of village Kaledone (Bhud), Tal. Khatav, Dist. Satara. | 2011-09-29 | 3 | Satara | Bhud
2 | M/s Sun N Sand Hotels Pvt. Ltd. 39-Juhu Beach, Mumbai - 400 049. | Enercon (I) Ltd. | 0.8 | 1 x 800 | Gut No. 27/2 of village Chavaneshwar, Tal. Koregaon, Dist. Satara | 2011-05-24 | 0.8 | Satara | Chavaneshwar
3 | M/s CLP Wind Farms (India) Pvt. Ltd. 15th Floor, Oberoi Commerz, International Businness Park, Oberoi Gardencity, Goregaon (East), Mumbai-400 063. | Enercon (I) Ltd. | 16 | 20 x 800 | Forest Comp No. 219A & Gut No. 742 of village Kude Bhudruk, Comp No. 219A & Gut No. 312 of village Supe, Forest Comp No. 219A & Gut No. 802 of village Aundhe & Forest Comp No. 219A & Gut No. 141 of village Parsul, Tal. Khed, Dist. Pune. | 2011-08-19 | 12 | Pune | Andhra Lake
[5 empty] | Forest Comp No. 11 & Gut No. 167, 174 of village Kiwale, Tal. Mawal, Dist. Pune | 2011-08-19 | 2.4
[6 empty] | 2011-12-28 | 1.6
4 | M/s CLP Wind Farms (India) Pvt. Ltd. 15th Floor, Oberoi Commerz, International Businness Park, Oberoi Gardencity, Goregaon (East), Mumbai-400 063. | Enercon (I) Ltd. | 20 | 25 x 800 | Forest Comp No. 223 & Gut No. 101 of village Torne, Comp No. 222 & Gut No. 181 of village Wandre, Tal. Khed, Forest Comp No. 9 & Gut No. 263 of village Inglun, Comp No. 3,4,6 & Gut No. 159, 69, 70, 72 of village Pimpri, Tal. Mawal, Dist. Pune | 2011-08-19 | 8 | Pune | Andhra Lake
[6 empty] | 2011-10-18 | 4.8
[6 empty] | 2011-10-31 | 0.8
[6 empty] | 2011-12-28 | 6.4
5 | M/s CLP Wind Farms (India) Pvt. Ltd. 15th Floor, Oberoi Commerz, International Businness Park, Oberoi Gardencity, Goregaon (East), Mumbai-400 063. | Enercon (I) Ltd. | 20 | 25 x 800 | Forest Comp No. 226 & Gut No. 377 of village Gadad, Comp No. 225 C & Gut No. 62 of village Velhawale, Forest Comp No. 223 & Gut No. 101 of village Torne, Forest Comp No. 225 C & Gut No. 242, 244, 246 of village Ambhu Tal. Khed, Forest Comp No. 9, 10 & Gut No. 261, 489, 507 of village Inglun, Comp No. 11 & Gut No. 167, 174 of village Kiwale, Tal. Mawal, Dist. Pune | 2011-08-19 | 9.6 | Pune | Andhra Lake
[6 empty] | 2011-08-19 | 3.2
[6 empty] | 2011-10-18 | 3.2
[6 empty] | 2011-10-31 | 2.4
[6 empty] | 2011-12-28 | 1.6
6 | M/s Ghatge Patil Consultancy Services Pvt. Ltd. 517-E, Pune Bangalore Road, Kolhapur-416 001 | Pioneer Wincon | 0.25 | 1 x 250 | Gut No. 433 (542) of village Jinti, Tal. Patan, Dist. Satara | 2011-09-29 | 0.25 | Satara | Matrewadi
7 | M/s The Tata Power Company Ltd. Bombay House, 24 Homi Mody Street, Mumbai-400 001 | Sri Maruti Wind Park Developers | 1.5 | 1 x 1500 | Gut No. 2290 of village Kukudwad, Tal. Maan, Dist. Satara. | 2011-09-29 | 1.5 | Satara | Matrewadi
8 | M/s The Tata Power Company Ltd. Bombay House, 24 Homi Mody Street, Mumbai-400 001 | Sri Maruti Wind Park Developers | 1.5 | 1 x 1500 | Gut No. 2293 of village Kukudwad, Tal. Maan, Dist. Satara | 2011-07-30 | 1.5 | Satara | Agaswadi
9 | M/s Gangadhar Narsingdas Agrawal Anand Bhavan, Old Station Road, Margao, Goa - 403 601. | Suzlon Energy Ltd. | 2.1 | 1 x 2100 | Forest Comp No. 134 & Gut No. 68 of village Gangapur, Forest Comp. No. 142 & Gut No. 152, of village Thanepada,Tal. & Dist. Nandurbar | 30-07-11 | 2.1 | Nandurbar | Chakla
10 | M/s ITC Limited Plot No. B-27, M.I.D.C. Ranjangaon Industrial Area, Ranjangaon, Tal. Shirur, Dist. Pune - 412 220 | Suzlon Energy Ltd. | 2.1 | 1 x 2100 | Forest Comp. No. 134 & Gut No. 68 of village Gangapur, Forest Comp. No. 131 & Gut No. 17 of village Vasdara, Forest Comp. No. 132 & Gut No. 137 of village Akhatwade Tal. & Dist. Nandurbar | 2011-12-07 | 2.1 | Nandurbar | Chakla
11 | M/s Serum Institute of India Ltd. "Sarosh Bhavan", 16-B/1, Dr. Ambedkar Road, Pune - 411 001. | Suzlon Energy Ltd. | 2.1 | 1 x 2100 | Gut No. 87 of village Vaskhedi, Tal. Sakri, Dist. Dhule | 2011-09-06 | 2.1 | Dhule | Jaibhim
12 | M/s The Tata Power Company Ltd. Bombay House, 24 Homi Mody Street, Mumbai-400 001 | Sri Maruti Wind Park Developers | 1.5 | 1 x 1500 | Gut No. 66 of village Agaswadi, Tal. Maan, Dist. Satara | 10-08-111 | 1.5 | Satara | Agaswadi
13 | M/s The Tata Power Company Ltd. Bombay House, 24 Homi Mody Street, Mumbai-400 001 | Sri Maruti Wind Park Developers | 1.5 | 1 x 1500 | Gut No. 237 of village Agaswadi, Tal. Maan, Dist. Satara | 2011-06-24 | 1.5 | Satara | Agaswadi
14 | M/s The Tata Power Company Ltd. Bombay House, 24 Homi Mody Street, Mumbai-400 001 | Sri Maruti Wind Park Developers | 1.5 | 1 x 1500 | Gut No. 2284 & 2286 of village Kukudwad, Tal. Maan, Dist. Satara. | 2011-07-30 | 1.5 | Satara | Agaswadi
15 | M/s The Tata Power Company Ltd. Bombay House, 24 Homi Mody Street, Mumbai-400 001 | Sri Maruti Wind Park Developers | 1.5 | 1 x 1500 | Gut No. 231 of village Agaswadi, Tal. Maan, Dist. Satara | 2011-06-24 | 1.5 | Satara | Agaswadi
16 | M/s The Tata Power Company Ltd. Bombay House, 24 Homi Mody Street, Mumbai-400 001 | Sri Maruti Wind Park Developers | 1.5 | 1 x 1500 | Gut No. 2271 & 2272 of village Kukudwad, Tal. Maan, Dist. Satara | 2011-06-24 | 1.5 | Satara | Agaswadi
17 | M/s The Tata Power Company Ltd. Bombay House, 24 Homi Mody Street, Mumbai-400 001 | Sri Maruti Wind Park Developers | 1.5 | 1 x 1500 | Gut No. 241 & 242 of village Agaswadi, Tal. Maan, Dist. Satara | 2011-06-24 | 1.5 | Satara | Agaswadi
18 | M/s Shah Promoters & Developers AST-1, Success Chambers, 1232 Apte Road, Deccan Gymkhana, Pune - 411 004. | Enercon (I) Ltd. | 0.8 | 1 x 800 | Forest Comp. No. 175 & Gut No. 277 of village Dhumalwadi, Tal. Koregaon, Dist. Satara | 2011-08-11 | 0.8 | Satara | Chavaneshwar
19 | M/s CLP Wind Farms (India) Pvt. Ltd. 15th Floor, Oberoi Commerz, International Businness Park, Oberoi Gardencity, Goregaon (East), Mumbai-400 063. | Enercon (I) Ltd. | 21.6 | 27 x 800 | Forest Comp No. 217A & Gut No. 283 of village Kharpud, Comp No. 222 & Gut No. 181 of village Wandre, Forest Comp No. 218 & Gut No. 341 of village Amboli, Comp No. 218 & Gut No. 202 of village Parsul, Tal. Khed, Dist. Pune | 2011-08-19 | 1.6 | Pune | Andhra Lake
[6 empty] | 2011-12-12 | 14.4
[5 empty] | Forest Comp No. 15 & Gut No. 238 of village Nigade, Forest Comp No. 14 & Gut No. 11 of village Kalhat Tal. Maval Forest Comp No. 259 & Gut No. 246 of village Wahagaon, Tal. Khed, Dist. Pune | 2012-01-07 | 5.6
20 | M/s Siddhayu Ayurvedic Research Foundation Pvt. Ltd. 20, Great Nag Road, Nagpur - 440 009. | Suzlon Energy Ltd. | 2.1 | 1 x 2100 | Forest Comp. No. 131 & Gut No. 17 of village Vasdara, Tal. & Dist. Nandurbar | 2011-06-04 | 2.1 | Nandurbar | Chakla
21 | M/s Siddhayu Ayurvedic Research Foundation Pvt. Ltd. 20, Great Nag Road, Nagpur - 440 009. | Suzlon Energy Ltd. | 3.75 | 3 x 1250 | Forest Comp. No. 134 & Gut 68 of village Gangapur, Forest Comp. No. 142 & Gut No. 152 of village Thanepada, Forest Comp No. 132 & Gut No. 137 of village Akhatwade Tal. & Dist. Nandurbar | 2011-04-30 | 1.25 | Nandurbar | Chakla
[6 empty] | 2011-06-04 | 1.25
[6 empty] | 2011-07-22 | 1.25
22 | M/s Uday Joshi & Associates 112, Vasan Udyog Bhavan, Sun Mill Compoud, Senapati Bapat Marg, Lower Parel (W), Mumbai - 400 013. | Suzlon Energy Ltd. | 1.25 | 1 x 1250 | Forest Comp. No. 441 & Gut No. 17 of village Sadawaghapur, Tal. Patan, Dist. Satara | 2011-04-30 | 1.25 | Satara | Sadawaghapur
23 | M/s Ajeet Seeds Ltd., Tapadiya Terraces, 2nd Floor, Adalat Road, Aurangabad - 431 001 | Suzlon Energy Ltd. | 1.25 | 1 x 1250 | Forest Comp No. 440 & Gut No. 17 of village Sadawaghapur, Tal., Patan, Dist. Satara | 2011-04-30 | 1.25 | Satara | Sadawaghapur
24 | M/s Pudumjee Pulp & Paper Mills Ltd. Thergaon, Chinchwad, Pune-411 033. | Suzlon Energy Ltd. | 1.25 | 1 x 1250 | Forest Comp. No. 440 & Gut No. 17 of village Sadawaghapur, Tal. Patan, Dist. Satara | 2011-06-01 | 1.25 | Satara | Sadawaghapur
25 | M/s Ideal Detonators Pvt. Ltd. 1st Floor, Arundeep Complex, Opp. BHEL Enclave, Akbar Road, Tadbund, Secunderabad - 500 009 | TS Wind Power Developer | 1.5 | 1 x 1500 | Gut No. 660 & 664 of village Ganje, Tal. Javli, Dist. Satara | 2011-04-30 | 1.5 | Satara | Kas
26 | M/s MERU Industries S-31, "T" Block, Near Pawana Industiral Complex, MIDC, Bhosari, Pune - 411 026 | Suzlon Energy Ltd. | 1.25 | 1 x 1250 | Gut No. 258 (Old Gut No. 1188) of village Murud, Tal. Patan, Dist. Satara | 30/07/11 | 1.25 | Satara | Maloshi
27 | M/s D. J. Malpani Malpani Estate, Kasara Dumala, Sangamner-422 605 Ahmednagar. | Suzlon Energy Ltd. | 1.25 | 1 x 1250 | Gut No. 259 (Old Gut No. 1189) of village Murud, Tal. Patan, Dist. Satara | 2011-05-25 | 1.25 | Satara | Maloshi
28 | M/s Kishori Industries Nalwandi Road, Beed - 431 122 | Shriram epc | 0.25 | 1 x 250 | S. No. 222 of village Sautada, Tal. Patoda, Dist. Beed | 2011-08-18 | 0.25 | Beed | Sautada
29 | M/s Saurabh Flexipack Systems Pvt. Ltd. Plot No. 6 & 17, Gat No. 1556, 1559, Shelar Wasti, Dehu Alandi Road, Chikhali, Tq. Haveli, Dist. Pune - 412 114 | Shriram epc | 0.25 | 1 x 250 | S. No. 222 of village Sautada, Tal. Patoda, Dist. Beed | 2011-08-18 | 0.25 | Beed | Sautada
30 | M/s CLP Wind Farms (India) Pvt. Ltd. 15th Floor, Oberoi Commerz, International Businness Park, Oberoi Gardencity, Goregaon (East), Mumbai - 400 063 | Enercon (I) Ltd. | 28.8 | 36 x 800 | Forest Comp No. 14 & Gut No. 11, Forest Comp No. 13 & Gut No. 11 of village Kalhat, Forest Comp No. 26 & Gut No. 425 of village Kondiwade, Forest Comp No. 26 & Gut No. 291 of village Sai, Gut No. 3 of village Mormarwadi, Forest Comp No. 25 & Gut No. 86 of village Vaund, Tal. Maval Forest Comp. No. 259 & Gut No. 246 of village Wahagaon, Tal. Khed, Dist. Pune | 2012-01-07 | 8 | Pune | Andhra Lake
[6 empty] | 2012-02-09 | 1.6
[6 empty] | 2012-02-13 | 7.2
[6 empty] | 2012-03-03 | 5.6
[6 empty] | 2012-03-22 | 3.2
[6 empty] | 2012-03-22 | 3.2
31 | M/s Riddhi Siddhi Gluco Biols Ltd. 701, Sakar-I, Opp. Gandhigram Railway Stateion, Ashram Road, Ahmedabad - 380 009. | Ts Wind Power Dvelopers | 3 | 2 x 1500 | Gut No. 529, 639 of village Ganje Tal. Jawali, Dist. Satara | 2011-05-12 | 1.5 | Satara | Kas
[6 empty] | 2011-07-20 | 1.5
32 | M/s The Tata Power Company Ltd. Bombay House, 24 Homi Mody Street, Mumbai-400 001 | Sri Maruti Wind Park Developers | 1.5 | 1 x 1500 | Gut No. 2281 of village Kukudwad, Tal. Maan, Dist. Satara | 2011-11-24 | 1.5 | Satara | Aagaswadi
33 | M/s The Tata Power Company Ltd. Bombay House, 24 Homi Mody Street, Mumbai-400 001 | Sri Maruti Wind Park Developers | 1.5 | 1 x 1500 | Gut No. 211 & 213 of village Agaswadi, Tal. Maan, Dist. Satara | 2011-11-24 | 1.5 | Satara | Aagaswadi
34 | M/s BMD Pvt. Ltd. LNJ Nagar, Village Mordi, Dist. Banswara (Rajastjan) 327 001. | Sri Maruti Wind Park Developers | 1.5 | 1 x 1500 | Gut No. 1727 of village Kukudwad, Tal. Maan, Dist. Satara | 2012-03-30 | 1.5 | Satara | Aagaswadi
35 | M/s The Tata Power Company Ltd. Bombay House, 24 Homi Mody Street, Mumbai-400 001 | Sri Maruti Wind Park Developers | 1.5 | 1 x 1500 | Gut No. 219 of village Agaswadi, Tal. Maan, Dist. Satara | 2011-11-24 | 1.5 | Satara | Aagaswadi
36 | M/s The Tata Power Company Ltd. Bombay House, 24 Homi Mody Street, Mumbai-400 001 | Sri Maruti Wind Park Developers | 1.5 | 1 x 1500 | Gut No. 2295 of village Kukudwad, Tal. Maan, Dist. Satara | 2011-08-10 | 1.5 | Satara | Agaswadi
37 | M/s The Tata Power Company Ltd. Bombay House, 24 Homi Mody Street, Mumbai-400 001 | Sri Maruti Wind Park Developers | 1.5 | 1 x 1500 | Gut No. 1722 of village Kukudwad, Tal. Maan, Dist. Satara | 2011-12-31 | 1.5 | Satara | Aagaswadi
38 | M/s Shri Tradco India Pvt. Ltd. 10/868, Koik Building, Shahpur Rd., Vardham chouk, Ichalkaranji-416 115, Dist. Kolhapur. | Suzlon Energy Ltd. | 1.25 | 1 x 1250 | Gut No. 257 (Old Gut No.424) of village Ghatewadi (Maloshi), Tal. Patan, Dist. Satara. | 2011-06-29 | 1.25 | Satara | Sadawaghapur
39 | M/s Vannya Resources A & B Commercial House, 2nd Floor, Kalyani Nagar, Pune - 411 006. | Suzlon Energy Ltd. | 1.25 | 1 x 1250 | Forest Comp No. 443 & Gut No. 29 of village Sadawaghapur, Tal. Patan, Dist. Satara | 2011-06-30 | 1.25 | Satara | Sadawaghapur
40 | M/s Persistent System Ltd. Bhageerath, 402, Senapati Bapat Rd., Pune - 411 016. | Suzlon Energy Ltd. | 2.1 | 1 x 2100 | Forest Comp No. 140 & Gut No. 152 of village Thanepada, Tal. & Dist. Nanadurbar. | 2011-06-30 | 2.1 | Nandurbar | Chakla
41 | M/s Menon & Menon Ltd. Vikramnager, Kolhapur-416 005 | Suzlon Energy Ltd. | 1.25 | 1 x 1250 | Forest Comp No. 443 & Gut No. 29 of village Sadawaghapur, Tal. Patan, Dist. Satara | 2011-06-17 | 1.25 | Satara | Sadawaghapur
42 | M/s B.S. Channabasappa & Sons Textile Supper Market, 1189, Kalikadevi Rd., Davangere-577 001. | Suzlon Energy Ltd. | 1.25 | 1 x 1250 | Forest Comp No. 443 & Gut No. 29 of village Sadawaghapur, Tal. Patan, Dist. Satara | 2011-06-30 | 1.25 | Satara | Sadawaghapur
43 | M/s B.C. & Sons, # 1127, Veerabhadreshwara Nilaya, Indiara Nagar, Malebennur-577 530, Karnataka. | Suzlon Energy Ltd. | 1.25 | 1 x 1250 | Forest Comp No. 443 & Gut No. 29 of village Sadawaghapur, Tal. Patan, Dist. Satara | 2011-06-30 | 1.25 | Satara | Sadawaghapur
44 | M/s S.K. Shivaraj Shivalaya, 5th A Main, Near Baptist Hospital, International Airport Rd., (Bellary Rd.), Hebbal, Bangalore-560 024. | Suzlon Energy Ltd. | 1.25 | 1 x 1250 | Forest Comp No. 443 & Gut No. 29 of village Sadawaghapur, Tal. Patan, Dist. Satara | 2011-09-02 | 1.25 | Satara | Sadawaghapur
45 | M/s S.K. Parik 10/276, Kapad Market, P.B. No. 162, P.O. Ichalkaranji-416 115, Dist. Kolhapur | Suzlon Energy Ltd. | 1.25 | 1 x 1250 | Forest Comp No. 443 & Gut No. 29 of village Sadawaghapur, Tal. Patan, Dist. Satara | 2011-06-30 | 1.25 | Satara | Sadawaghapur
46 | M/s Shree Siddhivinayak Cotspin Pvt. Ltd. 4, Anant Niwas, 262/270, Narsi Natha Street, Masjid Bunder, Mumbai - 400 009 | Suzlon Energy Ltd. | 1.25 | 1 x 1250 | Forest Comp No. 443 & Gut No. 29 of village Sadawaghapur, Tal. Patan, Dist. Satara | 2011-09-02 | 1.25 | Satara | Sadawaghapur
47 | M/s Sahyadri Industries Ltd. 39/D, J.N. Rd., Gultekdi, Pune - 411 037. | Enercon (I) Ltd. | 4.8 | 6 x 800 | Forest Comp. No. 164 & Gut No. 87 of village Asangaon & Forest Comp. No. 165 & Gut No. 414 of village Banavadi, Tal. Koregaon, Dist. Satara | 2011-09-10 | 0.8 | Satara | Chavaneshwar
[5 empty] | Forest comp. No. 164 & Gut No. 87 of village Asangaon Forest Comp. No. 164, 166 & Gut No. 162 Forest comp. No. 163, 166 & Gut No. 162 of of village Rautwadi, Forest Comp. No. 166 & Gut No. 173 of village Dudhanwadi, Tal. Koregaon, Dist. Satara | 2011-09-10 | 3.2
[6 empty] | 2011-09-30 | 0.8
48 | M/s BMD Pvt. Ltd. LNJ Nagar, Village Mordi, Dist. Banswara (Rajastjan) 327 001. | Sri Maruti Wind Park Developers | 1.5 | 1 x 1500 | Gut No. 1727 of village Kukudwad, Tal. Maan, Dist. Satara | 2011-03-22 | 1.5 | Satara | Aagaswadi
49 | M/s The Tata Power Company Ltd. Bombay House, 24 Homi Mody Street, Mumbai-400 001 | Sri Maruti Wind Park Developers | 1.5 | 1 x 1500 | Gut No. 2281 of village Kukudwad, Tal. Maan, Dist. Satara | 2011-11-24 | 1.5 | Satara | Aagaswadi
50 | M/s The Tata Power Company Ltd. Bombay House, 24 Homi Mody Street, Mumbai-400 001 | Sri Maruti Wind Park Developers | 1.5 | 1 x 1500 | Gut No. 2278 of village Kukudwad, Tal. Maan, Dist. Satara | 2011-07-30 | 1.5 | Satara | Agaswadi
51 | M/s Ashok Iron Works Pvt. Ltd. Plot No. 9/10/11, Majgaon Rd., Udyambag, Belgaum - 590 008. | Suzlon Energy Ltd. | 1.25 | 1 x 1250 | Forest Comp No. 443 & Gut No. 29 of village Sadawaghpur, Tal. Patan, Dist. Satara | 2011-09-29 | 1.25 | Satara | Sadawaghapur
52 | M/s Asian Radio House Opp. Market Yard, Sangli-416 416 | Suzlon Energy Ltd. | 0.6 | 1 x 600 | Forest Comp. No. 440 & Gut No. 17 of village Sadawaghapur, Tal. Patan, Dist. Satara | 2011-09-29 | 0.6 | Satara | Sadawaghapur
53 | M/s Bhanu Cement Pipe Industries 2/3 High School Rd., Sangli - 416 416 | Suzlon Energy Ltd. | 0.6 | 1 x 600 | Forest Comp. No. 439 & Gut No. 45 of village Sadawaghapur, Tal. Patan, Dist. Satara | 2011-09-30 | 0.6 | Satara | Sadawaghapur
54 | M/s Devi Construction Co., Devi House, 4th Floor, 37 Shivajinagar, Pune - 411 005. | Suzlon Energy Ltd. | 1.25 | 1 x 1250 | Forest Comp. No. 443 & Gut No. 29 of village Sadawaghapur, Tal. Patan, Dist. Satara | 2011-08-10 | 1.25 | Satara | Sadawaghapur
55 | M/s Shree Ambica Auto Salest & Service N.H-8, At Amboli, Po. Kathor, Tal. Kamrej, Dist. Surat | Suzlon Energy Ltd. | 1.25 | 1 x 1250 | Forest Comp. No. 443 & Gut No. 29 of village Sadawaghapur, Tal. Patan, Dist. Satara | 2011-09-02 | 1.25 | Satara | Sadawaghapur
56 | M/s Hindustan Zinc Ltd. Yashad Bhawan, Udaipur-313 004., Rajashtan | Suzlon Energy Ltd. | 25.5 | 17 x 1500 | Forest Comp. No. 132 & Gut No. 137, Forest Comp. No. 133 & Gut No. 137 of village Akhatwade, Forest Comp. No. 134 & Gut No. 68 of village Gangapur, Forest Comp. No. 140 & Gut No. 152, of village Thanepada, Tal. Nandurbar, Dist. Nandurbar. | 2011-09-02 | 3 | Nandurbar | Chakla
[6 empty] | 2011-09-02 | 7.5
[6 empty] | 2011-09-15 | 1.5
[6 empty] | 2011-09-09 | 3
[6 empty] | 2011-09-15 | 1.5
[5 empty] | Forest Comp. No. 132 & Gut No. 137, Forest Comp. No. 133 & Gut No. 137 of village Akhatwade, Forest Comp. No. 131 & Gut No. 17 of village Vasdara, Forest Comp. No. 454 & Gut No. 141, of village Mandal, Tal. Nandurbar, Dist. Nandurbar. | 2011-09-15 | 3
[6 empty] | 2011-09-21 | 3
[6 empty] | 2011-09-29 | 1.5
[6 empty] | 2011-09-29 | 1.5
57 | M/s Rama Handicraft 3394-B, Behind Oil Mill, Nahargarh Rd., Jaipur - 302 001. | Suzlon Energy Ltd. | 1.25 | 1 x 1250 | Forest Comp. No. 443 & Gut No. 29 of village Sdawaghapur, Tal. Patan, Dist. Satara | 2011-09-02 | 1.25 | Satara | Sadawaghapur
58 | M/s BMD Pvt. Ltd. LNJ Nagar, Village Mordi, Dist. Banswara (Rajastjan) 327 001. | Sri Maruti Wind Park Developers | 1.5 | 1 x 1500 | Gut No. 2127 of village Kukudwad, Tal. Maan, Dist. Satara | 2012-03-31 | 1.5 | Satara | Aagaswadi
59 | M/s Bhilwara Green Energy Ltd. Bhilwara Bhavan, 40-41, Community Centre, New Friends Colony, New Delhi - 110 065. | Sri Maruti Wind Park Developers | 1.5 | 1 x 1500 | Gut No. 303 of village Kukudwad, Tal. Khatav, Dist. Satara | 2012-03-22 | 1.5 | Satara | Aagaswadi
60 | M/s Shraddha Energy & Infraprojects Pvt. Ltd. Shraddha House, CTS No. 1206/A, Plot No. 887-A, Shirole Raod, Shivajinagar, Pune - 411 004. | Sri Maruti Wind Park Developers | 4.5 | 3 x 1500 | Forest Comp. No. 134 & Gut No. 381/A/1 of village Devikhindi, Tal. Khanapur, Dist. Sangli | 2011-09-29 | 3 | Sangli | Bhud
[6 empty] | 2011-09-29 | 1.5
61 | M/s Shri Tradco India Pvt. Ltd. 10/868, Koik Building, Shahpur Rd., Vardham chouk, Ichalkaranji-416 115, Dist. Kolhapur. | Suzlon Energy Ltd. | 1.25 | 1 x 1250 | Gut No. 251 (Old Gut No. 428) & 252 (Old Gut No. 427) of village Ghatewadi Tal. Patan, Dist. Satara | 30/07/11 | 1.25 | Satara | Maloshi
62 | M/s Shalimar Hotel Pvt. Ltd. Kemps Corner, August Kranti Marg, Mumbai - 400 036. | Enercon (I) Ltd. | 0.8 | 1 x 800 | Forest Comp No. 164, 166 & Gut No. 162 of village Rautwadi, Tal. Koregaon, Dist. Satara | 2011-09-10 | 0.8 | Satara | Chavaneshwar
63 | M/s Shri C. P. Patel 39/D, Gultekdi, J. N. Marg, Pune - 411 037. | Enercon (I) Ltd. | 0.8 | 1 x 800 | Forest Comp No. 164 & Gut No. 87 of village Asangaon, Tal. Koregaon, Dist. Satara. | 2012-02-28 | 0.8 | Satara | Chavaneshwar
64 | M/s Shri V. V. Patel 39/D, Gultekdi, J. N. Marg, Pune - 411 037. | Enercon (I) Ltd. | 0.8 | 1 x 800 | Gut No. 52 of village Rautwadi, Tal. Koregaon, Dist. Satara | 2011-09-30 | 0.8 | Satara | Chavaneshwar
65 | M/s Shri P. L. Patel 39/D, Gultekdi, J. N. Marg, Pune - 411 037. | Enercon (I) Ltd. | 0.8 | 1 x 800 | Gut No. 52 of village Rautwadi, Tal. Koregaon, Dist. Satara | 2011-09-30 | 0.8 | Satara | Chavaneshwar
66 | M/s Jagadish P. Deshpande A/1, Success Chambers, 1232, Apte Rd. Deccan, Gymkhana, Pune - 411 004 | Enercon (I) Ltd. | 0.8 | 1 x 800 | Forest Comp No. 163, 164, 166 & Gut No. 162 of village Rautwadi, Tal. Koregaon, Dist. Satara | 2011-09-10 | 0.8 | Satara | Chavaneshwar
67 | M/s S. K. Shivaraj Shivalaya, 5th A Main, Near Baptist Hospital, International Airport Rd., (Bellary Rd.), Hebbai, Bangalore | Suzlon Energy Ltd. | 1.25 | 1 x 1250 | Forest Comp. No. 443 & Gut No. 29 of village Sadawaghapur, Tal. Patan, Dist. Satara | 2011-09-07 | 1.25 | Satara | Sadawaghapur
68 | M/s ADCC Infocad Pvt. Ltd. 10/5, IT Park, Opp. VNIT, Nagapur | Suzlon Energy Ltd. | 1.25 | 1 x 1250 | Gut No. 257 (Old Gut No. 1187) of village Murud, Tal. Patan, Dist. Satara | 2011-12-31 | 1.25 | Satara | Maloshi
69 | M/s Priyadarshini Polysacks Ltd. F-41, 1st Floor, Trade Centre, Station Road, Kolhapur - 416001 | Sri Maruti Wind Park Developers | 1.5 | 1 x 1500 | Gut No. 734 of village Kaledhon, Tal. Khatav, Dist. Satara | 2011-09-29 | 1.5 | Satara | Bhud
70 | M/s Pertinent Infra & Energy Ltd. F-40, 1st Floor, Trade Centre, Station Road, Kolhapur - 416 001 | Sri Maruti Wind Park Developers | 1.5 | 1 x 1500 | Gut No. 734 of village Kaledhon, Tal. Khatav, Dist. Satara | 2011-09-29 | 1.5 | Satara | Bhud
71 | M/s Shraddha Energy & Infraprojects Pvt. Ltd. Shraddha House, CTS No. 1206/A, Plot No. 887-A, Shirole Raod, Shivajinagar, Pune - 411 004. | Sri Maruti Wind Park Developers | 1.5 | 1 x 1500 | Gut No. 734 of village Kaledhon, Tal. Khatav, Dist. Satara | 2011-09-29 | 1.5 | Satara | Bhud
72 | M/s Nav Gases & Chemicals 50-A, Hadapsar Industrial Estate, Hadapsar, Pune-13 | Ts Wind Power Dvelopers | 1.5 | 1 x 1500 | Gut No. 12B/29 of village Manti, Tal. Javli, Dist. Satara | 2011-09-30 | 1.5 | Satara | Kas
73 | M/s TS Wind Power Developers 497/A, 3rd Floor, R.K. Chambers, Civil Hospital Rd., Sadar Bazar, Satara. | Ts Wind Power Dvelopers | 1.5 | 1 x 1500 | Gut No. 12B/29 of village Manti, Tal. Javli, Dist. Satara | 2011-09-30 | 1.5 | Satara | Kas
74 | M/s OM Horizon Infrastructure M-12, Sneh Paradise, Rambaug Colony, Kotharud, Pnue - 411 038. | K. P. Power | 0.85 | 1 x 850 | Gut No. 365 of village Yeldari, Tal. Jath, Dist. Sangli | 2011-09-30 | 0.85 | Sangali | Mendhegiri
75 | M/s Daksha Infrastructure Pvt. Ltd. 93/5A, Erandawane, Pune-04 | K. P. Power | 7.65 | 9 x 850 | Gut No. 119 of village Rampur, Gut No. 389, 392, 401 of village Yaldari, Tal. Jath, Dist. Sangli. | 2011-09-30 | 5.95 | Sangali | Mendhegiri
[6 empty] | 2011-09-30 | 0.85
[6 empty] | 2011-10-01 | 0.85
76 | M/s Shirke Infrastructure 72-76 Industrial Estate, Mundhwa, Pune- 411 036 | Shriram epc | 0.75 | 3 x 250 | Gut No. 1066 of village Jaigaon, Tal. Khatav, Dist. Satara | 2011-09-30 | 0.75 | Satara | Ambheri
77 | M/s Shirke Infrastructure 72-76 Industrial Estate, Mundhwa, Pune- 411 036 | Shriram epc | 0.25 | 1 x 250 | Gut No. 161 of village Gosavyachiwadi, Tal. Khatav, Dist. Satara. | 2011-10-19 | 0.25 | Satara | Ambheri
78 | M/s The Tata Power Company Ltd. Bombay House, 24 Homi Mody Street, Mumbai-400 001 | Sri Maruti Wind Park Developers | 12 | 8 x 1500 | Forest Comp. No. 857 & Gut No. 2564 of village Kukudwad, Tal. Maan, Dist. Satara | 2011-12-30 | 10.5 | Satara | Aagaswadi
[6 empty] | 2012-03-05 | 1.5
79 | M/s The Tata Power Company Ltd. Bombay House, 24 Homi Mody Street, Mumbai-400 001 | Sri Maruti Wind Park Developers | 15 | 10 x 1500 | Forest Comp. No. 858 & Gut No. 2 of village Aagaswadi, Tal. Maan, Dist. Satara. | 2011-12-30 | 9 | Satara | Aagaswadi
[6 empty] | 2011-12-30 | 1.5
[6 empty] | 2011-12-31 | 1.5
[6 empty] | 2012-01-13 | 3
80 | M/s Rasasri Developers Pvt. Ltd. No. 18, 3rd Floor, Rasasri Chambers, Jalandharshini Layout, New BEL Road, Bangalore-560 054. | Sri Maruti Wind Park Developers | 1.7 | 2 x 850 | Gut No. 340 of village Yalmarwadi, Tal. Khatav, dist. Satara | 2012-03-30 | 0.85 | Satara | Aagaswadi
| M/s RV Consulting Services Pvt. Ltd. 8-2-472/B/2, Road No. I, Banjara Hills, Hyderabad-500 034. |  |  |  |  | 2012-03-31 | 0.85
81 | M/s Sterling Agro Industries Ltd. 11th Fllor, Aggarwal Cyber Plaza-II, Netaji Subhash Place, Pitampur, New Delhi-110 034. | Sri Maruti Wind Park Developers | 1.7 | 2 x 850 | Gut No. 412, 414 of village Dorgewadi, Tal. Maan, Dist. Satara | 2012-03-31 | 0.85 | Satara | Aagaswadi
| M/s Sri Sidhivinayak Marketing 6, Raghukul Apartment, Sr. No. 968 & 969, S.B. Road, Shivajinagar, Pune-411 016 |  |  |  |  | 2012-03-31 | 0.85
82 | M/s Reliance Clean Power Pvt. Ltd. H Block, 1st Floor, Dhirubhai Ambani Knowledge City, Thane Belapur Road, Koparkhairane, Navi Mumbai- 400 170, India | Sri Maruti Wind Park Developers | 2.5 | 1 x 2500 | Gut No. 569/B of village Karajangi, Tal. Jath, Dist. Sangli | 2012-03-31 | 2.5 | Sangli | Vaspeth
83 | M/s Ratnam Enterprises Plot No. 42/A&B, Opp. St. Xavier's School, Ghod Dod Road, Surat-395 001. | Enercon (I) Ltd. | 0.8 | 1 x 800 | Gut No. 52 of village Rautwadi, Tal. Koregaon, Dist. Satara | 2011-12-30 | 0.8 | Satara | Chavaneshwar
84 | M/s SKP Bearing Industries Flat No. 403, Amit Anand, Near Gyabeshwar Paduka Chowk, FC Road, Pune. | Enercon (I) Ltd. | 0.8 | 1 x 800 | Gut No. 52 of village Rautwadi, Tal. Koregaon, Dist. Satara | 2011-12-30 | 0.8 | Satara | Chavaneshwar
85 | M/s Bindu Vayu Urja Pvt. Ltd. 8th Floor, Q City, S. No. 109, Gachibowli, Nanakramguda Village, Serilingampally Mandal, Hyderabad - 500032 | Suzlon Energy Ltd. | 19.5 | 13 x 1500 | Forest Comp. No. 454 & Gut No. 141 of village Mandal, Forest Comp. No. 142, 143, 144 & Gut No. 152 of village Thanepada, Tal. & Dist. Nandurbar. | 2011-12-30 | 18 | Nandurbar | Chakala
[6 empty] | 2012-01-03 | 1.5
86 | M/s Bhilwara Green Energy Ltd. Bhilwara Bhavan, 40-41, Community Centre, New Friends Colony, New Delhi - 110 065. | Sri Maruti Wind Park Developers | 3 | 2 x 1500 | Gut No. 272 of village Pachwad, Tal. Khatav, Dist. Satara. | 2012-03-22 | 1.5 | Satara | Aagaswadi
| M/s TVS Energy Ltd. 29, Jayalakshmi Estates, Haddows Road, Chennai-600 006 |  |  |  |  | 2012-03-31 | 1.5
87 | M/s Vanaz Engineers Ltd. 85/1, Paud Road, Pune - 411 038. | Enercon (I) Ltd. | 0.8 | 1 x 800 | Forest Comp. No. 166 & gut No. 162 of village Rautwadi & Forest Comp. No. 166 & Gut No. 173 of village Dudhanwadi, Tal. Koregaon, Dist. Satara | 2011-12-30 | 0.8 | Satara | Chavaneshwar
88 | M/s Bindu Vayu Urja Pvt. Ltd. 8th Floor, Q City, S. No. 109, Gachibowli, Nanakramguda Village, Serilingampally Mandal, Hyderabad - 500032 | Suzlon Energy Ltd. | 19.5 | 13 x 1500 | Forest Comp. No. 142, 144 & Gut No. 152 of village Thanepada, Tal. & Dist. Nandurbar. | 2012-01-12 | 4.5 | Nandurbar | Chakala
[6 empty] | 2012-01-13 | 1.5
[6 empty] | 2012-01-20 | 3
[5 empty] | Forest Comp. No. 454 & Gut No. 141 of village Mandal, Forest Comp. No. 140, 142, 143, 144 & Gut No. 152 of village Thanepada, Tal. & Dist. Nandurbar | 2012-02-15 | 7.5
[6 empty] | 2012-02-22 | 3
89 | M/s Mahabal Metals Pvt. Ltd. Plot No. 23, Miraj MIDC Block, Miraj - 416 410 | Suzlon Energy Ltd. | 0.6 | 1 x 600 | Gut No. 17D/1 of village Sadawaghapur, Tal. Patan, Dist. Satara | 2012-01-13 | 0.6 | Satara | Sadawaghapur
90 | M/s BMD Pvt. Ltd. LNJ Nagar, Village Mordi, Dist. Banswara (Rajastjan) 327 001. | Sri Maruti Wind Park Developers | 1.5 | 1 x 1500 | Forest Comp. No. 858 & Gut No. 2564 of village Kukudwad, Tal. Maan, Dist. Satara | 2012-03-30 | 1.5 | Satara | Aagaswadi
91 | M/s BMD Pvt. Ltd. LNJ Nagar, Village Mordi, Dist. Banswara (Rajastjan) 327 001. | Sri Maruti Wind Park Developers | 1.5 | 1 x 1500 | Forest Comp. No. 858 & Gut No. 2564 of village Kukudwad, Tal. Maan, Dist. Satara | 2012-03-30 | 1.5 | Satara | Aagaswadi
92 | M/s Bhilwara Green Energy Ltd. Bhilwara Bhavan, 40-41, Community Centre, New Friends Colony, New Delhi - 110 065. | Sri Maruti Wind Park Developers | 10.5 | 7 x 1500 | Forest Comp. No. 856 & Gut No. 78 of village Pukalewadi, Tal. Maan, Forest Comp. No. 842 & Gut. No. 693 of village Pachwad, Tal. Khatav, Dist. Satara | 2012-03-30 | 1.5 | Satara | Aagaswadi
[6 empty] | 2012-03-30 | 6
[6 empty] | 2012-03-31 | 3
93 | M/s Rasasri Developers Pvt. Ltd. No. 18, 3rd Floor, Rasasri Chambers, Jalandharshini Layout, New BEL Road, Bangalore-560 054. | Sri Maruti Wind Park Developers | 3.4 | 4 x 850 | Gut No. 590/1 of village Yalmarwadi, Tal. Khatav, Dist. Satara. | 2012-03-30 | 0.85 | Satara | Aagaswadi
| M/s Chartered Finance Management Ltd. 201, 2nd Floor, Wakefield House, Sprott Road, Ballared Estate, Mumbai-400 038. |  |  |  |  | 2012-03-31 | 0.85
| M/s Sterling Agro Industries Ltd. 11th Fllor, Aggarwal Cyber Plaza-II, Netaji Subhash Place, Pitampur, New Delhi-110 034. |  |  |  |  | 2012-03-31 | 0.85
| M/s Topaz Investments Pvt. Ltd. 103/104 Embassy Chambers No. 5, Vlttal Mallya Road, Banglore Karnatka-560 001 |  |  |  |  | 2012-03-31 | 0.85
94 | M/s Suboneyo Chemicals & Pharmaceuticals Pvt. Ltd. A, 86-89, MIDC, Industrial Estate, Ajanta Road, Jalgaon-425 003 | Sri Maruti Wind Park Developers | 0.85 | 1 x 850 | Gut No. 146 of village Yalmarwadi, Tal. Khatav, Dist. Satara. | 2012-03-30 | 0.85 | Satara | Aagaswadi
95 | M/s Air Control (India) Pvt. Ltd, Adam's Court, 1st Floor, Opp. Mahabaleshwar Hotel, Baner Road, Pune - 411 045. | Sri Maruti Wind Park Developers | 0.85 | 1 x 850 | Gut No. 179 of village Yalmarwadi, Tal. Khatav, Dist. Satara. | 2012-03-31 | 0.85 | Satara | Aagaswadi
96 | M/s Mazda Colours Ltd. N.K. Metha International House, 178, Backbay Reclamation, Babubhai Chinai Marg, Mumbai-400 020 | Suzlon Energy Ltd. | 1.25 | 1 x 1250 | Gut No. 24/1 of village Sadawaghapur, Tal. Patan, Dist. Satara | 2012-03-31 | 1.25 | Satara | Sadawaghapur
97 | M/s Mutha Engineering Pvt. Ltd. H21 & H25 M.I.D.C., Satara-415 002. | Suzlon Energy Ltd. | 1.25 | 1 x 1250 | Gut No. 25/12 of village Sadawaghapur, Tal. Patan, Dist. Satara | 2012-03-31 | 1.25 | Satara | Sadawaghapur
98 | M/s Duroshox Pvt. Ltd. Gat. No. 1258/1259, Sanaswadi, Tal. Shirur, Pune-Nagar Road, Pune-412 208 | Suzlon Energy Ltd. | 1.25 | 1 x 1250 | Gut No. 39 of village Sadawaghapur, Tal. Patan, Dist. Satara | 2012-03-31 | 1.25 | Satara | Sadawaghapur
99 | M/s Bhilwara Green Energy Ltd. Bhilwara Bhavan, 40-41, Community Centre, New Friends Colony, New Delhi - 110 065. | Sri Maruti Wind Park Developers | 13.5 | 9 x 1500 | Forest Comp. No. 857 & Gut No. 2564 of village Kukudwad, Forest Comp. No. 856 & Gut No. 78 of village Pukalewadi, Tal. Maan, Forest Comp. No. 842 & Gut No. 693 of village Pachwad, Tal. Khatav, Dist. Satara | 2012-03-22 | 10.5 | Satara | Aagaswadi
[6 empty] | 2012-03-30 | 3
|  |  | 1.5 | 1 x 1500 | Forest Comp. No. 844 & Gut No. 409 of village Vikhale, Forest Comp No. 842 & Gut No. 693 of village Pachwad, Tal. Khatav, Dist. Satara | 2012-03-31 | 1.5
101 | M/s Sterling Agro Industries Ltd. 11th Fllor, Aggarwal Cyber Plaza-II, Netaji Subhash Place, Pitampur, New Delhi-110 034. | Sri Maruti Wind Park Developers | 0.85 | 1 x 850 | Gut No. 40 of village Dambhewadi, Tal. Khatav, Dist. Satara | 2012-03-31 | 0.85 | Satara | Aagaswadi
102 | M/s Sterling Agro Industries Ltd. 11th Fllor, Aggarwal Cyber Plaza-II, Netaji Subhash Place, Pitampur, New Delhi-110 034. | Suzlon Energy Ltd. | 2.1 | 1 x 2100 | Gut No. 12/1 & 15 of village Korde, Tal. Sakri, Dist. Dhule. | 2012-03-30 | 2.1 | Dhule | Brahmanwel
103 | M/s K. R. Patel & Co. Nanded Road, Latur | Shriram epc | 0.25 | 1 x 250 | Gut No. 220 of village Sautada, Tal. Patoda, Dist. Beed | 2012-03-31 | 0.25 | Beed | Sautada
104 | M/s Aikyam Holdings Pvt. Ltd. 5/82, Blue beach road, Neelankaral, Chennai - 600 041 | K. P. Power | 0.85 | 1 x 850 | Gut No. 153 of village Rampur, Tal. Jath, Dist. Sangli | 2012-03-31 | 0.85 | Sangli | Mendhegiri
105 | M/s BLP Wind Projects (Amberi) Pvt. Ltd. 77 Poorvi Marg, Vasant Vihar, New Delhi-110 057. | K. P. Power | 1.7 | 2 x 850 | Gut No. 386, 387 of village Yeldari, Tal. Jath, Dist. Sangli | 2012-03-31 | 1.7 | Sangli | Mendhegiri
106 | M/s BLP Wind Projects (Amberi) Pvt. Ltd. 77 Poorvi Marg, Vasant Vihar, New Delhi-110 057. | K. P. Power | 0.85 | 1 x 850 | Gut No. 387 of village Yeldari, Tal. Jath, Dist. Sangli | 2012-03-31 | 0.85 | Sangli | Mendhegiri
107 | M/s D. J. Malpani Malpani Estate, Kasara Dumala, Sangamner-422 605 Ahmednagar. | K. P. Power | 0.85 | 1 x 850 | Gut No. 365 of village Yeldari, Tal. Jath, Dist. Sangli | 2012-03-31 | 0.85 | Sangli | Mendhegiri
108 | M/s D. J. Malpani Malpani Estate, Kasara Dumala, Sangamner-422 605 Ahmednagar. | K. P. Power | 3.4 | 4 x 850 | Gut No. 140/2A, 151, 150 of village Rampur, Tal. Jath, Dist. Sangli. | 2012-03-31 | 1.7 | Sangli | Mendhegiri
| M/s Shyam Metalics & Energy Ltd. Viswakarma, 86C, Topsia Road, 1st Floor, Kolkata-700 046. |  |  |  |  | 2012-03-31 | 1.7
109 | M/s D. J. Malpani Malpani Estate, Kasara Dumala, Sangamner-422 605 Ahmednagar. | K. P. Power | 1.7 | 2 x 850 | Gut No. 152/1, 152/2 of village Rampur, Tal. Jath, Dist. Sangli | 2012-03-31 | 1.7 | Sangli | Mendhegiri
110 | M/s Alto Power & Energy (India) Pvt. Ltd. 678, Hajare Houw, Opp. Anand Cinema, Sitaboldi, Nagpur - 440 012 | Suzlon Energy Ltd. | 0.6 | 1 x 600 | Gut No. 292/1 & 292/2 of village Charan, Tal. Shirala, Dist. Sangli | 2012-03-31 | 0.6 | Sangli | Gudepachgani
111 | M/s Poona Health Services Pvt. Ltd. 16, Shivajinagar, Pune | Ts Wind Power Dvelopers | 1.5 | 1 x 1500 | Gut No. 624, 627, 628 of village Ganje, Tal. Javli, Dist. Satara | 2012-03-31 | 1.5 | Satara | Kas
112 | M/s New Pashchim Maharashtra Patra Depot Gat No. 723/304, Madhavanagar Road, Bhdhgaon, Sangli-416 304 | Suzlon Energy Ltd. | 0.6 | 1 x 600 | Gut No. 293/1 & 293/2 of village Gharan, Tal. Shirala, Dist. Sangli | 2012-03-31 | 0.6 | Sangli | Gudepanchgani
113 | M/s S. K. Veerabhadrappa & Co. # 126, Chitradurga Road, Davangere-577 002 | Suzlon Energy Ltd. | 1.25 | 1 x 1250 | Gut No. 50 of village Sadawaghapur, Tal. Patan, Dist. Satara | 2012-03-31 | 1.25 | Satara | Sadawaghapur
114 | M/s B. S. Channabasappa & Sons Textile Super Market, 1189, Kalikadevi Rd., Davangere-577 001 | Suzlon Energy Ltd. | 1.25 | 1 x 1250 | Gut No. 19/5B, 19/7, 19/17 of village Sadawathapur, Tal. Patan, Dist. Satara | 2012-03-31 | 1.25 | Satara | Gudepanchgani
115 | M/s L. B. Kunjir Engineers & Contractors Sr. No. 52/1, Shiram Society, Swanand Bldg, Next To Mahindra Showroom, Pune-Nagar Road, Chandanagr, Pune-411 014 | Suzlon Energy Ltd. | 1.5 | 1 x 1500 | Gut No. 237/1, 237/3 of village Charan, Tal. Shirala, Dist. Sangli | 2012-03-31 | 1.5 | Sangli | Gudepanchgani
116 | M/s Kubera Rice Mills Pvt. Ltd. Plot No., B-8, Gokul Shirgaon, MIDC, Dist. Kolhapur | Suzlon Energy Ltd. | 0.6 | 1 x 600 | Gut No. 292/1 & 292/2 of village Charan, Tal. Shirala, Dist. Sangli | 2012-03-31 | 0.6 | Sangli | Gudepanchgani
117 | M/s Bhivate Rice Mills Pvt. Ltd. C-1, MIDC, Gokul Shirgaon, Dist. Kolhapur | Suzlon Energy Ltd. | 0.6 | 1 x 600 | Gut No. 293/1 & 293/2 of village Gharan, Tal. Shirala, Dist. Sangli | 2012-03-31 | 0.6 | Sangli | Gudepanchgani
118 | M/s L. B. Kunjir Engineers & Contractors Sr. No. 52/1, Shiram Society, Swanand Bldg, Next To Mahindra Showroom, Pune-Nagar Road, Chandanagr, Pune-411 014 | Suzlon Energy Ltd. | 1.5 | 1 x 1500 | Gut No. 237/1, 237/4 of village Charan, Tal. Shirala, Dist. Sangli. | 2012-03-31 | 1.5 | Sangli | Gudepanchgani
119 | M/s Droug House 16, Shivajinagar, Pune-411 005 | Ts Wind Power Dvelopers | 0.6 | 1 x 600 | Gut No. 12B/10 of village Manti, Tal. Javli, Dist. Satara | 2012-03-31 | 0.6 | Satara | Kas
120 | M/s Giriraj Enterprises Malpani House, I.G. Raod Sangamner-422 605, Dist. Ahemednagar | Sri Maruti Wind Park Developers | 8 | 4 x 2000 | Gut No. 46, 50, 543/11, 543/14 of village Karajangi, Gut No. 45, 47 of village Kolgiri, Tal. Jath, Dist. Sangli | 2012-03-31 | 8 | Sangli | Vaspeth
121 | M/s Giriraj Enterprises Malpani House, I.G. Raod Sangamner-422 605, Dist. Ahemednagar | Sri Maruti Wind Park Developers | 2 | 1 x 2000 | Gut No. 543/2 of village Karanangi, Tal. Jath, Dist. Sangli | 2012-03-31 | 2 | Sangli | Vaspeth
122 | M/s TVS Energy Ltd. 29, Jayalakshmi Estates, Haddows Road, Chennai-600 006 | Sri Maruti Wind Park Developers | 1.5 | 1 x 1500 | Gut No. 386, 393 of village Mulikwadi, Tal. Khatav, Dist. Satara | 2012-03-31 | 1.5 | Satara | Bhud
123 | M/s Reliance Clean Power Pvt. Ltd. H Block, 1st Floor, Dhirubhai Ambani Knowledge City, Thane Belapur Road, Koparkhairane, Navi Mumbai- 400 170, India | Sri Maruti Wind Park Developers | 2.5 | 1 x 2500 | Gut No. 539/1 of village Vaspeth, Tal. Jath, Dist. Sangli | 2012-03-31 | 2.5 | Sangli | Vaspeth
124 | M/s Sterling Agro Industries Ltd. 11th Fllor, Aggarwal Cyber Plaza-II, Netaji Subhash Place, Pitampur, New Delhi-110 034. | Sri Maruti Wind Park Developers | 0.85 | 1 x 850 | Gut No. 526 of village Dorgewadi, Tal. Maan, Dist. Satara | 2012-03-31 | 0.85 | Satara | Aagaswadi
125 | M/s Bhilwara Green Energy Ltd. Bhilwara Bhavan, 40-41, Community Centre, New Friends Colony, New Delhi - 110 065. | Sri Maruti Wind Park Developers | 1.5 | 1 x 1500 | Gut No. 290, 291 of village Pachwad, Tal. Khatav, Dist. Satara | 2012-03-31 | 1.5 | Satara | Aagaswadi
126 | M/s Topaz Investments Pvt. Ltd. 103/104 Embassy Chambers No. 5, Vlttal Mallya Road, Banglore Karnatka-560 001 | Sri Maruti Wind Park Developers | 1.7 | 1 x 850 | Gut No. 526, 527 of village Dorgewadi, Tal. Maan, Dist. Satara | 2012-03-31 | 1.7 | Satara | Aagaswadi
127 | M/s B. G. Shirke Construction Technology Pvt. Ltd. 72-76 Industrial Estate- Mundwa, Pune-411 036 | Shriram epc | 1.25 | 5 x 250 | Gut No. 199/1/A, 201/1A/E, 204/5/A of village Sautada, Tal. Patoda, Dist. Beed, Gut No. 262 of village Pimpalwadi, Gut No. 1089 of village Sakat, Tal. Jamkhed, Dist. Ahemadnagar. | 2012-03-31 | 0.75 | Ahemadnagar | Sautada
[6 empty] | 2012-03-31 | 0.5
128 | M/s B. G. Shirke Construction Technology Pvt. Ltd. 72-76 Industrial Estate- Mundwa, Pune-411 036 | Shriram epc | 0.25 | 1 x 250 | Gut No. 258 of village Pimpalwadi, Tal. Jamkhed, Dist. Ahemadnagar. | 2012-03-31 | 0.25 | Ahemadnagar | Sautada
129 | M/s Swani Rubber Industries H.N. 316, Sector 9 D Chandhigarh-160 009. | Shriram epc | 0.25 | 1 x 250 | Gut No. 260 of village Pimpalwadi, Tal. Jamkhed, Dist. Ahemadnagar | 2012-03-31 | 0.25 | Ahemadnagar | Sautada
130 | M/s Thermotech Engineering (Pune) Pvt. Ltd. Plot No. 65/4 & 65/5, D-II Block MIDC, Chinchwad, Pune-411 019. | Shriram epc | 0.25 | 1 x 250 | Gut No. 205/1/A of village Sautada, Tal. Patoda, Dist. Beed. | 2012-03-31 | 0.25 | Beed | Sautada
131 | M/s Sampatti Industries A-53 MIDC Industrial Area, Jalgaon-425 003 | Shriram epc | 0.25 | 1 x 250 | Gut No. 1128 of village Sakat, Tal. Jamkhed, Dist. Ahemadnagar | 2012-03-31 | 0.25 | Ahemadnagar | Sautada
132 | M/s Swani Corporation 4, Hari Niwas, 'C' Road, Churchgate, Mumbai-400 020 | Shriram epc | 0.25 | 1 x 250 | Gut No. 1130 of village Sakat, Tal. Jamkhed, Dist. Ahemadnagar | 2012-03-31 | 0.25 | Ahemadnagar | Sautada
133 | M/s Sterling Agro Industries Ltd. 11th Fllor, Aggarwal Cyber Plaza-II, Netaji Subhash Place, Pitampur, New Delhi-110 034. | Sri Maruti Wind Park Developers | 0.85 | 1 x 850 | Gut No. 28 of village Dambhewadi, Tal. Khatav, Dist. Satara | 2012-03-31 | 0.85 | Satara | Aagaswadi
134 | M/s BLP Wind Projects (Amberi) Pvt. Ltd. 77 Poorvi Marg, Vasant Vihar, New Delhi-110 057. | K. P. Power | 1.7 | 2 x 850 | Gut No. 34/1 of village Mallal, Tal. Jath, Dist. Sangli | 2012-03-31 | 1.7 | Sangli | Vaspeth
135 | M/s BLP Wind Projects (Amberi) Pvt. Ltd. 77 Poorvi Marg, Vasant Vihar, New Delhi-110 057. | K. P. Power | 0.85 | 1 x 850 | Gut No. 13/3 of village Mallal Tal. Jath, Dist. Sangli | 2012-03-31 | 0.85 | Sangli | Vaspeth
136 | M/s BLP Wind Projects (Amberi) Pvt. Ltd. 77 Poorvi Marg, Vasant Vihar, New Delhi-110 057. | K. P. Power | 0.85 | 1 x 850 | Gut No. 23/1 of village Mallal Tal. Jath, Dist. Sangli | 2012-03-31 | 0.85 | Sangli | Vaspeth
137 | M/s BLP Wind Projects (Amberi) Pvt. Ltd. 77 Poorvi Marg, Vasant Vihar, New Delhi-110 057. | Sri Maruti Wind Park Developers | 4 | 5 x 800 | Gut No. 276, 277 of village Rewalkarwadi, Tal. Khatav, Dist. Satara | 2012-03-31 | 4 | Satara | Amberi
|  |  | 407.6 |  |  |  | 407.6

## 2012-13
2012-13
Sr. No. | Investor Name & Address | Name of Developer | Capacity MW |  | Gut No. & Village | Commissined Capacity & Date |  | District | Site Name
|  |  | MW | No. of M/c |  | Date | MW
1 | M/s Ratnagiri Wind Power Projects Pvt. Ltd. Room No. 19, Gurukripa Bldg., Dr. Shirodkar Road, Parel, Mumbai - 400 012. | Ratnagiri Wind Power Projects Pvt. Ltd. | 6.4 | 4 x 1600 | Gu No. 6/3, 117/2, 121 of village Palashi, Tal. Patan, Dist. Satara | 2012-09-28 | 6.4 | Satara | Palsi
|  |  | 1.6 | 1 x 1600 | Gut No. 6/8 of village Palashi, Tal. Patan, Dist. Satara | 2012-09-28 | 1.6
2 | M/s Bhilwara Green Energy Ltd. Bhilwara Bhavan, 40-41, Community Centre, New Friends Colony, New Delhi - 110 065. | Sri Maruti Wind Park Developers | 1.5 | 1 x 1500 | Gut No. 231 & 232 of village Pukalewadi, Tal. Maan, Dist. Satara | 2012-09-29 | 1.5 | Satara | Agaswadi
3 | M/a Ratnagiri Wind Power Projects Pvt. Ltd. Room No. 19, Gutukripa Bldg., Dr. Shirodkar Road, Parel, Mumbai - 400 012. | Ratnagiri Wind Power | 20.8 | 13 x 1600 | Gut No. 5, 9, 117/1, 122, 136 of village Palashi, Tal. Patan, Dist. Satara | 2012-12-08 | 6.4 | Satara | Palsi
[5 empty] | Gut No. 3194, 3189 of village Natoshi & Gut No. 462, 473 of village Salve, Tal. Patan, Dist. Satara | 2013-01-16 | 9.6
[5 empty] | Gut No.113 of village Palashi, & Gut No. 457, 461/2 of village Salve, Tal. Patan, Dist. Satara | 2013-01-16 | 4.8
4 | M/s Shri J. P. Patel 39/D, Gultekdi, J. N. Marg, Pune - 411 037. | Enercon (I) Ltd. | 0.8 | 1 x 800 | Forest Comp No. 164 & Gut No. 87 of village Asangaon, Tal. Koregaon, Dist. Satara. | 2012-07-03 | 0.8 | Satara | Chavaneshwar
5 | M/s TVS Energy Ltd. 29, Jayalakshmi Estates, Haddows Road, Chennai-600 006 | Sri Maruti Wind Park Developers | 1.5 | 1 x 1500 | Gut No. 272 of village Pachwad, Tal. Khatav, Dist. Satara. | 2012-05-30 | 1.5 | Satara | Aagaswadi
6 | M/s Ghodawat Foods International Pvt. Ltd. Plot No. 437, P.B. No. 118, Post-Chipri (Via-Jaysingpur), Dist. Kolhapur - 416 101 | Sri Maruti Wind Park Developers | 0.85 | 1 x 850 | Gut No. 216 of village Dambhewadi, Tal. Khatav, Dist. Satara | 2012-09-28 | 0.85 | Satara | Aagaswadi
7 | M/s M. D. Properties Pvt. Ltd. Star House, P.B. No. 118, Jaysingpur, Dist. Kolhapur-416 101. | Sri Maruti Wind Park Developers | 0.85 | 1 x 850 | Gut No. 410 of village Dorgewadi, Tal. Maan, Dist. Satara | 2012-09-28 | 0.85 | Satara | Aagaswadi
8 | M/s Panama Wind Energy Pvt. Ltd. Plot No. 36, Somawar Peth, Pune - 411 011. | Panama Wind Energy | 16 | 10 x 1600 | Gut No. 25, 26, 27, 29, 30, 31, 32 of village Chafer, Gut No. 220, 227 of village Taliye & Gut No. 32, 44 of village Bahe Tal. Patan, Dist. Satara | 2013-02-22 | 8 | Satara | Palsi
[6 empty] | 2013-03-06 | 8
9 | M/s Gangadhar Narsingdas Agrawal Anand Bhavan, Old Station Road, Margao, Goa - 403 601. | TS Wind Power Dvelopers | 6.3 | 3 x 2100 | Gut No. 54/2, 54/3, 54/6, 54/7, 54/8 of village Valsang Tal. Jath, Dist. Sangli | 2012-08-14 | 2.1 | Sangli | Vaspeth
| M/s Kukreja Enterprises 501, Sai Commercial Bldg., 5th Floor, BSK Devshi Marg, Govandi (East), Mumbai-400 088. |  |  |  |  | 2012-08-14 | 2.1
| M/s Serum Institute of India Ltd. Sarosh Bhavan, 16 B/1, Dr. Ambedkar Road, Pune - 411 001. |  |  |  |  | 2013-03-21 | 2.1
10 | M/s Bhilwara Green Energy Ltd. Bhilwara Bhavan, 40-41, Community Centre, New Friends Colony, New Delhi - 110 065. | Sri Maruti Wind Park Developers | 4.5 | 3 x 1500 | Forest Comp. No. 856 & Gut No. 78 of village Pukalewadi, Tal. Maan, Forest Comp. No. 842 & Gut. No. 693 of village Pachwad, Tal. Khatav, Dist. Satara | 2012-05-30 | 4.5 | Satara | Aagaswadi
11 | M/s Sterling Agro Industries Ltd. 11th Fllor, Aggarwal Cyber Plaza-II, Netaji Subhash Place, Pitampur, New Delhi-110 034. | Sri Maruti Wind Park Developers | 0.85 | 1 x 850 | Gut No. 590/1 of village Yalmarwadi, Tal. Khatav, Dist. Satara. | 2012-06-23 | 0.85 | Satara | Aagaswadi
12 | M/s TVS Energy Ltd. 29, Jayalakshmi Estates, Haddows Road, Chennai-600 006 | Sri Maruti Wind Park Developers | 6 | 4 x 1500 | Gut No. 185 of village Vibhutwadi, Tal. Aatpadi, Dist. Sangli. | 2012-09-17 | 6 | Sangli | Bhud
13 | M/s Arvind Cotsyn (India) Ltd. "Arvind House" 30, Old Industrial, Estate, Ichalkaranji - 416 115. | Suzlon Energy Ltd. | 1.25 | 1 x 1250 | Gut No. 24/1 of village Sadawaghapur, Tal. Patan, Dist. Satara | 2012-04-10 | 1.25 | Satara | Sadawaghapur
14 | M/s Pudumjee Pulp & Paper Mills Ltd. Thergaon, Chinchwad, Pune-411 033. | Suzlon Energy Ltd. | 2.1 | 1 x 2100 | Gut No. 1087 of village Umrani, Tal. Jath, Dist. Sangli. | 2012-06-06 | 2.1 | Sangli | Jath
15 | M/s Fabtech Projects & Engineers Ltd. J-504, M.I.D.C., Bhosari, Pune | Suzlon Energy Ltd. | 2.1 | 1 x 2100 | Gut No. 1251 of village Umrani, Tal. Jath, Dist. Sangli. | 2012-08-14 | 2.1 | Sangli | Jath
16 | M/s Agrawal Renewable Energy Pvt. Ltd. Anand bhaban, Old Station, Margaon-403 601 (Goa) | Suzlon Energy Ltd. | 8.4 | 4 x 2100 | Gut No. 585 of village Bilur, Gut No. 1171/1, 812, 813, 1240 of village Umarani, Tal. Jath, Dist. Sangli. | 2012-06-08 | 2.1 | Sangli | Jath
[6 empty] | 2012-08-21 | 2.1
[6 empty] | 2012-06-15 | 2.1
[6 empty] | 2012-08-14 | 2.1
|  |  | 6.3 | 3 x 2100 | Gut No. 578 of village Bilur, Gut No. 1171/2 of village Umarani, Gut No. 81 of village Basargi, Tal. Jath, Dist. Sangli | 2012-06-15 | 2.1
[6 empty] | 2012-06-08 | 2.1
[6 empty] | 2012-08-21 | 2.1
17 | M/s Reliance Clean Power Pvt. Ltd. H Block, 1st Floor, Dhirubhai Ambani Knowledge City, Thane Belapur Road, Koparkhairane, Navi Mumbai- 400 170, India | Sri Maruti Wind Park Developers | 2.5 | 1 x 2500 | Gut No. 224/2 of village Shedyal, Tal. Jath, Dist. Sangli | 2012-09-28 | 2.5 | Sangli | Vaspeth
18 | M/s Reliance Clean Power Pvt. Ltd. H Block, 1st Floor, Dhirubhai Ambani Knowledge City, Thane Belapur Road, Koparkhairane, Navi Mumbai- 400 170, India | Sri Maruti Wind Park Developers | 2.5 | 1 x 2500 | Gut No. 206 of village Shedyal, Tal. Jath, Dist. Sangli | 2012-09-28 | 2.5 | Sangli | Vaspeth
19 | M/s Reliance Clean Power Pvt. Ltd. H Block, 1st Floor, Dhirubhai Ambani Knowledge City, Thane Belapur Road, Koparkhairane, Navi Mumbai- 400 170, India | Sri Maruti Wind Park Developers | 2.5 | 1 x 2500 | Gut No. 61 of village Shedyal, Tal. Jath, Dist. Sanglii. | 2012-09-28 | 2.5 | Sangli | Vaspeth
20 | M/s Reliance Clean Power Pvt. Ltd. H Block, 1st Floor, Dhirubhai Ambani Knowledge City, Thane Belapur Road, Koparkhairane, Navi Mumbai- 400 170, India | Sri Maruti Wind Park Developers | 2.5 | 1 x 2500 | Gut No. 250 of village Shedyal, Tal. Jath, Dist. Sangli | 2012-09-28 | 2.5 | Sangli | Vaspeth
21 | M/s Reliance Clean Power Pvt. Ltd. H Block, 1st Floor, Dhirubhai Ambani Knowledge City, Thane Belapur Road, Koparkhairane, Navi Mumbai- 400 170, India | Sri Maruti Wind Park Developers | 2.5 | 1 x 2500 | Gut No. 203 of village Shedyal, Tal. Jath, Dist. Sangli. | 2012-09-30 | 2.5 | Sangli | Vaspeth
22 | M/s Sahaj Carporates Shop No. 3 Khuba Building, Kamgar Nagar, Pimpri Chinchwad, Pune. | Shriram epc | 0.25 | 1 x 250 | Gut No. 222 of village Sautada, Tal. Patoda, Dist. Beed | 2012-04-02 | 0.25 | Beed | Sautada
23 | M/s BLP Wind Projects (Amberi) Pvt. Ltd. 77 Poorvi Marg, Vasant Vihar, New Delhi-110 057. | K. P. Power | 1.7 | 2 x 850 | Gut No. 116 of village Rampur, Tal. Jath, Dist. Sangli | 2012-05-19 | 1.7 | Sangli | Mendhegiri
24 | M/s Overseas Traders Opp. Pioneer Saw Mill, Sant Savta Marg, Mustafa Bazar, Mumbai - 400 010 | Suzlon Energy Ltd. | 0.6 | 1 x 600 | Gut No. 178/4 of village Karungali, Tal. Shirala, Dist. Sangli | 2012-07-01 | 0.6 | Sangli | Gudepanchgani
25 | M/s Ushahkal Nursing Home South Shivajinagar, Opp. Zilla Parishad, Miraj Road, Sangli-416 416 | Suzlon Energy Ltd. | 0.6 | 1 x 600 | Gut No. 178/5 of village Karungali, Tal. Shirala, Dist. Sangli | 2012-07-11 | 0.6 | Sangli | Gudepanchgani
26 | M/s Navalakha Developers 50-A Hadapsar Industrial Estate, Pune-411 013 | TS Wind Power Dvelopers | 0.6 | 1 x 600 | Gut No. 612 of village Ganje, Tal. Javali, Dist. Satara | 2012-05-17 | 0.6 | Satara | Kas
27 | M/s TVS Energy Ltd. 29, Jayalakshmi Estates, Haddows Road, Chennai-600 006 | Sri Maruti Wind Park Developers | 1.5 | 1 x 1500 | Gut No. 399 of village Mulikwadi, Tal. Khatav, Dist. Satara | 2012-09-17 | 1.5 | Satara | Bhud
28 | M/s City Corporation Ltd. City Chambers, 917/19A, F.C. Road, Pune-411 004. | Sri Maruti Wind Park Developers | 0.85 | 1 x 850 | Gut No. 526 of village Dorgewadi, Tal. Maan, Dist. Satara | 2012-09-28 | 0.85 | Satara | Aagaswadi
29 | M/s Star Oxochem Pvt. Ltd. Plot No. 437, P.B. No. 118, Post-Chipri (Via-Jaysingpur), Dist. Kolhapur. | Sri Maruti Wind Park Developers | 0.85 | 1 x 850 | Gut No. 527 of village Dorgewadi, Tal. Maan, Dist. Satara | 2012-09-26 | 0.85 | Satara | Aagaswadi
30 | M/s City Corporation Ltd. City Chambers, 917/19A, F.C. Road, Pune-411 004. | Sri Maruti Wind Park Developers | 0.85 | 1 x 850 | Gut No. 526 of village Dorgewadi, Tal. Maan, Dist. Satara | 2012-09-28 | 0.85 | Satara | Aagaswadi
31 | M/s B. G. Shirke Construction Technology Pvt. Ltd. 72-76 Industrial Estate- Mundwa, Pune-411 036 | Shriram epc | 0.25 | 1 x 250 | Gut No. 1089 of village Sakat, Tal. Jamkhed, Dist. Ahemadnagar. | 2012-05-28 | 0.25 | Ahemadnagar | Sautada
32 | M/s BLP Wind Projects (Amberi) Pvt. Ltd. 77 Poorvi Marg, Vasant Vihar, New Delhi-110 057. | Sri Maruti Wind Park Developers | 7.2 | 9 x 800 | Forest Comp. No 212, 213 & Gut No. 278 of village Rewalkarwadi, Forest Comp. No. 212 & Gut No. 172 of village Visapur, Tal. Khatav, Forest Comp. No. 211 & Gut No. 99 of Village Ekambe Tal. Koregaon, Dist. Satara | 2012-05-25 | 3.2 | Satara | Ambheri
[6 empty] | 2012-05-25 | 2.4
[6 empty] | 2012-05-30 | 1.6
33 | M/s Gangadhar Narsingdas Agrawal Anand Bhavan, Old Station Road, Margao, Goa - 403 601. | TS Wind Power Dvelopers | 2.1 | 1 x 2100 | Gut No. 101 & 227 of village Valsang, Tal. Jath, Dist. Sangli | 2012-09-25 | 2.1 | Sangli | Vaspeth
34 | M/s Sterling Agro Industries Ltd. 11th Fllor, Aggarwal Cyber Plaza-II, Netaji Subhash Place, Pitampur, New Delhi-110 034. | Sri Maruti Wind Park Developers | 0.85 | 1 x 850 | Gut No. 436 of village Bombale, Tal. Khatav, Dist. Satara. | 2012-06-23 | 0.85 | Satara | Agaswadi
35 | M/s Suyog Development Corporation Ltd. "Sujay Garden" Office No. 27 Parshwa Building, 12, Mukund Nagar, Pune. | Sri Maruti Wind Park Developers | 1.6 | 2 x 800 | Forest Comp. No. 215 & Gut No. 25A of village Rameshwar, Tal. Khatav, Dist. Satara. | 2013-01-28 | 1.6 | Satara | Ambheri
36 | M/s BLP Wind Projects (Amberi) Pvt. Ltd. 77 Poorvi Marg, Vasant Vihar, New Delhi-110 057. | Sri Maruti Wind Park Developers | 0.8 | 1 x 800 | Forest Comp. No. 215 & Gut No. 25A of village Rameshwar, Tal. Khatav, Dist. Satara. | 2012-05-30 | 0.8 | Satara | Ambheri
37 | M/s TVS Energy Limited 29, Haddows Road, Chennai-600 006. | Sri Maruti Wind Park Developers | 6 | 4 x 1500 | Forest Comp. No. 208 & Gut No. 184 of village Vibhutwadi, Forest Comp. No. 211 & Gut No. 337 of village Kurundwadi, Tal. Atpadi, Dist. Sangli | 2012-09-17 | 6 | Sangli | Bhud
38 | M/s TVS Energy Limited 29, Haddows Road, Chennai-600 006. | Sri Maruti Wind Park Developers | 1.5 | 1 x 1500 | Gut No. 185 of village Vibhutwadi, Tal. Aatpadi, Dist. Sangli. | 2012-09-17 | 1.5 | Sangli | Bhud
39 | M/s TVS Energy Limited 29, Haddows Road, Chennai-600 006. | Sri Maruti Wind Park Developers | 4.5 | 3 x 1500 | Gut No. 527, 528 of village Kaledhon, Tal. Khatav, Dist. Satara. | 2012-05-30 | 4.5 | Satara | Bhud
40 | M/s Renew Wind Energy (Jath) Pvt. Ltd. Flat No. S-2, Gobind Bhawan, Gali No. 4A, Tulsi Dass Street, Ansari Road, Darya Ganj, Delhi-110 002. | Sri Maruti Wind Park Developers | 2 | 1 x 2000 | Gut No. 45/2/2A of village Devnal, Tal. Jath, Dist. Sangli. | 2013-02-07 | 2 | Sangli | Vaspeth
41 | M/s BLP Wind Projects (Amberi) Pvt. Ltd. 77 Poorvi Marg, Vasant Vihar, New Delhi-110 057. | K. P. Power | 1.7 | 2 x 850 | Gut No. 140 of village Yeldari, Tal. Jath, Dist. Sangli. | 2012-06-30 | 1.7 | Sangli | Mendhegiri
42 | M/s Renew Wind Energy (Jath) Pvt. Ltd. Flat No. S-2, Gobind Bhawan, Gali No. 4A, Tulsi Dass Street, Ansari Road, Darya Ganj, Delhi-110 002. | Sri Maruti Wind Park Developers | 4 | 2 x 2000 | Gut No. 265/1, 268 of village Jath, Tal. Jath, Dist. Sangli | 2012-09-28 | 2 | Sangli | Vaspeth
[6 empty] | 2012-09-30 | 2
43 | M/s Renew Wind Energy (Jath) Pvt. Ltd. Flat No. S-2, Gobind Bhawan, Gali No. 4A, Tulsi Dass Street, Ansari Road, Darya Ganj, Delhi-110 002. | Sri Maruti Wind Park Developers | 2 | 1 x 2000 | Gut No. 372/2B & 372/2C of village Jath, Tal. Jath, Dist. Sangli | 2013-02-07 | 2 | Sangli | Vaspeth
44 | M/s Sterling Agro Industries Ltd. 11th Fllor, Aggarwal Cyber Plaza-II, Netaji Subhash Place, Pitampur, New Delhi-110 034. | Sri Maruti Wind Park Developers | 0.85 | 1 x 850 | Gut No. 435 of village Bombale, Tal. Khatav, Dist. Satara. | 2012-06-23 | 0.85 | Satara | Aagaswadi
45 | M/s Renew Wind Energy (Jath) Pvt. Ltd. Flat No. S-2, Gobind Bhawan, Gali No. 4A, Tulsi Dass Street, Ansari Road, Darya Ganj, Delhi-110 002. | Sri Maruti Wind Park Developers | 2 | 1 x 2000 | Gut No. 85/1 A of village Jath, Tal. Jath, Dist. Sangli | 2012-09-28 | 2 | Sangli | Vaspeth
46 | M/s Shyam Metalics & Energy Ltd. Viswakarma, 86C, Topsia Road, 1st Floor, Kolkata-700 046 | K. P. Power | 0.85 | 1 x 850 | Gut No. 19 of village Mallal, Tal. Jath, Dist. Sangli | 2012-09-26 | 0.85 | Sangli | Mendhegiri
47 | M/s Synpol Products Pvt. Ltd. 77 GVMS Vasahat Ltd., Odhav, Ahmedabad. | Enercon (I) Ltd. | 0.8 | 1 x 800 | Forest Comp. No. 164 & Gut No. 87 of village Asangaon, Tal. Koregaon, Dist. Satara | 2012-07-03 | 0.8 | Satara | Chavaneshwar
48 | M/s BLP Wind Projects (Amberi) Pvt. Ltd. 77 Poorvi Marg, Vasant Vihar, New Delhi-110 057. | Sri Maruti Wind Park Developers | 0.85 | 1 x 850 | Gut No. 135/2 of village Mendhegiri, Tal. Jath, Dist. Sangli. | 2012-06-30 | 0.85 | Sangli | Mendhegiri
49 | M/s Persistent System Ltd. Aryabhata-Pingala, 9A/12, Erandwana, Pune-411 004. | TS Wind Power Dvelopers | 6.3 | 3 x 2100 | Gut No. 240/2, 240/1A+1B/1 of village Jath, Tal. Jath, Dist. Sangli. | 2012-09-25 | 2.1 | Sangli | Jath-2
| M/s Serum Institute of India Ltd. Sarosh Bhavan, 16 B/1, Dr. Ambedkar Road, Pune - 411 001. |  |  |  |  | 2012-09-28 | 2.1
| M/s Rajasthan Gum Pvt. Ltd. S-272, G&H, M.I.A. Bansni II Phase, Jodhpur (Rajasthan) |  |  |  |  | 2013-03-21 | 2.1
50 | M/s Liberty Oil Mills Ltd. Amerchand Mansion, D Wing, 16, Madame Cama Road, Colba, Mumbai - 400 039. | Enercon (I) Ltd. | 2.4 | 3 x 800 | Forest Comp. No. 164 & Gut No. 87 of village Asangaon, Tal. Koregaon, Dist. Satara | 2012-07-20 | 2.4 | Satara | Chavaneshwar
51 | M/s Bindu Vayu Urja Pvt. Ltd 8001, Q-city, S.No. 109, Nanakramgude, Gachibowli, Hydrabad - 500 032. | Suzlon Energy Ltd. | 8.4 | 4 x 2100 | Gut No. 157 of village Hivare & Gut No. 31 of village Khaprale, Tal. Sinnar, Dist. Nashik | 2012-07-11 | 8.4 | Nashik | Ramoshiwadi Godhewadi
52 | M/s Shiv Renewable Energy Pvt. Ltd. 411, Veena Chamber, 4 x 9 Road, Dana Bunder, Mumbai-9 | Shriram epc | 2.75 | 11 x 250 | S. No. 199/1/A, 201/1A/E, 205/1/A, 214/1/A, 224/6/E, 220, 215 of village Sautada, Tal. Patoda, Dist. Beed. | 2012-07-18 | 2.5 | Beed | Sautada
[6 empty] | 2012-10-17 | 0.25
53 | M/s Sterling Agro Industries Ltd. 11th Fllor, Aggarwal Cyber Plaza-II, Netaji Subhash Place, Pitampur, New Delhi-110 034. | Sri Maruti Wind Park Developers | 0.85 | 1 x 850 | Gut No. 500 of village Dambhewadi, Tal. Khatav, Dist. Satara. | 2012-07-24 | 0.85 | Satara | Aagaswadi
54 | M/s Renew Wind Energy (Jath) Pvt. Ltd. Flat No. S-2, Gobind Bhawan, Gali No. 4A, Tulsi Dass Street, Ansari Road, Darya Ganj, Delhi-110 002. | K. P. Power | 0.85 | 1 x 850 | Gut No. 32 of village Mallal, Tal. Jath, Dist. Sangli | 2012-09-30 | 0.85 | Sangli | Mendhegiri
55 | M/s Shyam Metalics & Energy Ltd. Viswakarma, 86C, Topsia Road, 1st Floor, Kolkata-700 046 | K. P. Power | 0.85 | 1 x 850 | Gut No. 14/2 of village Mallal, Tal. Jath, Dist. Sangli | 2012-09-26 | 0.85 | Sangli | Mendhegiri
56 | M/s TVS Energy Limited 29, Haddows Road, Chennai-600 006. | Sri Maruti Wind Park Developers | 1.5 | 1 x 1500 | Forest Comp. No. 208 & Gut No. 184 of village Vibhutwadi, Forest Comp. No. 211 & Gut No. 337 of village Kurundwadi, Tal. Atpadi, Dist. Sangli | 2012-09-17 | 1.5 | Sangli | Bhud
57 | M/s Renew Wind Energy (Rajkot) Pvt. Ltd. Z-8, Basement, Hauz Khas, New Delhi - 110 016. | Sri Maruti Wind Park Developers | 1.5 | 1 x 1500 | Gut No. 239 of village Kolgiri, Tal. Jath, Dist. Sangli | 2012-09-26 | 1.5 | Sangli | Vaspeth
58 | M/s Renew Wind Energy (Jath) Pvt. Ltd. Flat No. S-2, Gobind Bhawan, Gali No. 4A, Tulsi Dass Street, Ansari Road, Darya Ganj, Delhi-110 002. | Sri Maruti Wind Park Developers | 2 | 1 x 2000 | Gut No. 46/1 of village Devnal, Tal. Jath, Dist. Sangli | 2013-02-07 | 2 | Sangli | Vaspeth
59 | M/s Renew Wind Energy (Rajkot) Pvt. Ltd. Z-8, Basement, Hauz Khas, New Delhi - 110 016. | Sri Maruti Wind Park Developers | 1.5 | 1 x 1500 | Gut No. 188 of village Kolgiri, Tal. Jath, Dist. Sangli | 2012-09-26 | 1.5 | Sangli | Vaspeth
60 | M/s Renew Wind Energy (Rajkot) Pvt. Ltd. Z-8, Basement, Hauz Khas, New Delhi - 110 016. | Sri Maruti Wind Park Developers | 1.5 | 1 x 1500 | Gut No. 290 of village Kolgiri, Tal. Jath, Dist. Sangli | 2012-09-26 | 1.5 | Sangli | Vaspeth
61 | M/s Renew Wind Energy (Rajkot) Pvt. Ltd. Z-8, Basement, Hauz Khas, New Delhi - 110 016. | Sri Maruti Wind Park Developers | 1.5 | 1 x 1500 | Gut No. 236/A of village Kolgiri, Tal. Jath, Dist. Sangli | 2013-02-26 | 1.5 | Sangli | Vaspeth
62 | M/s Renew Wind Energy (Rajkot) Pvt. Ltd. Z-8, Basement, Hauz Khas, New Delhi - 110 016. | Sri Maruti Wind Park Developers | 1.5 | 1 x 1500 | Gut No. 213 of village Kolgiri, Tal. Jath, Dist. Sangli | 2012-09-26 | 1.5 | Sangli | Vaspeth
63 | M/s Renew Wind Energy (Rajkot) Pvt. Ltd. Z-8, Basement, Hauz Khas, New Delhi - 110 016. | Sri Maruti Wind Park Developers | 1.5 | 1 x 1500 | Gut No. 241 of village Kolgiri, Tal. Jath, Dist. Sangli | 2012-09-26 | 1.5 | Sangli | Vaspeth
64 | M/s Renew Wind Energy (Rajkot) Pvt. Ltd. Z-8, Basement, Hauz Khas, New Delhi - 110 016. | Sri Maruti Wind Park Developers | 1.5 | 1 x 1500 | Gut No. 405/1 of village Kolgiri, Tal. Jath, Dist. Sangli | 2012-09-26 | 1.5 | Sangli | Vaspeth
65 | M/s Sarla Performance Fibers Ltd. 304, Arcadia, Nariman Point. Mumbai - 400 021. | Sri Maruti Wind Park Developers | 2 | 1 x 2000 | Gut No. 411 of village Shedyal, Tal. Jath, Dist. Sangli | 2012-09-30 | 2 | Sangli | Vaspeth
66 | M/s Renew Wind Energy (Jath) Pvt. Ltd. Flat No. S-2, Gobind Bhawan, Gali No. 4A, Tulsi Dass Street, Ansari Road, Darya Ganj, Delhi-110 002. | Sri Maruti Wind Park Developers | 2 | 1 x 2000 | Gut No. 96 of village Salekiri, Tal. Jath, Dist. Sangli | 2012-09-28 | 2 | Sangli | Vaspeth
67 | M/s Siva Renewable Power and Energy Ltd. 'Sterling Tower', 327, Anna Salai, Teynampet, Chennai - 600 006. | Winwind | 5 | 5 x 1000 | Gut No. 450, 477 of village Karajangi, Tal. Jath, Dist. Sangli. | 2013-01-05 | 5 | Sangli | Vaspeth
68 | M/s Renew Wind Energy (Jath) Pvt. Ltd. Flat No. S-2, Gobind Bhawan, Gali No. 4A, Tulsi Dass Street, Ansari Road, Darya Ganj, Delhi-110 002. | K. P. Power | 0.85 | 1 x 850 | Gut No. 124 of village Yeldari, Tal. Jath, Dist. Sangli | 2012-09-30 | 0.85 | Sangli | Mendhegiri
69 | M/s Renew Wind Energy (Rajkot) Pvt. Ltd. Z-8, Basement, Hauz Khas, New Delhi - 110 016. | Sri Maruti Wind Park Developers | 1.5 | 1 x 1500 | Gut No. 626 of village Valsang, Tal. Jath, Dist. Sangli. | 2013-02-26 | 1.5 | Sangli | Vaspeth
70 | M/s Juniper Hotels Pvt. Ltd. Western Express Highway, Santacruz, East Mumbai - 400 055. | Sri Maruti Wind Park Developers | 2 | 1 x 2000 | Gut No. 407 of village Shedyal, Tal. Jath, Dist. Sangli. | 2012-09-28 | 2 | Sangli | Vaspeth
71 | M/s Renew Wind Energy (Rajkot) Pvt. Ltd. Z-8, Basement, Hauz Khas, New Delhi - 110 016. | Sri Maruti Wind Park Developers | 1.5 | 1 x 1500 | Gut No. 678 of village Valsang, Tal. Jath, Dist. Sangli. | 2013-02-26 | 1.5 | Sangli | Vaspeth
72 | M/s Serum Institute of India Ltd. Sarosh Bhavan, 16 B/1, Dr. Ambedkar Road, Pune - 411 001. | TS Wind Power Dvelopers | 2.1 | 1 x 2100 | Gut No. 137 of village Valsang, Tal. Jath, Dist. Sangli. | 2012-09-28 | 2.1 | Sangli | Vaspeth
73 | M/s Bindu Vayu Urja Pvt. Ltd 8001, Q-city, S.No. 109, Nanakramgude, Gachibowli, Hydrabad - 500 032. | Suzlon Energy Ltd. | 4.2 | 2 x 2100 | Gut No. 329, 346 of village Thangaon, Tal. Sinnar, Dist. Nashik. | 2012-09-21 | 2.1 | Nashik | Panchpatta
[6 empty] | 2012-09-26 | 2.1
74 | M/s Renew Wind Energy (Jath) Pvt. Ltd. Flat No. S-2, Gobind Bhawan, Gali No. 4A, Tulsi Dass Street, Ansari Road, Darya Ganj, Delhi-110 002. | Sri Maruti Wind Park Developers | 2 | 1 x 2000 | Gut No. 248 of village Valsang, Tal. Jath, Dist. Sangli | 2013-02-07 | 2 | Sangli | Vaspeth
75 | M/s Renew Wind Energy (Jath) Pvt. Ltd. Flat No. S-2, Gobind Bhawan, Gali No. 4A, Tulsi Dass Street, Ansari Road, Darya Ganj, Delhi-110 002. | Sri Maruti Wind Park Developers | 2 | 1 x 2000 | Gut No. 151/2 of village Mendhegiri, Tal. Jath, Dist. Sangli | 2013-02-26 | 2 | Sangli | Vaspeth
76 | M/s Renew Wind Energy (Rajkot) Pvt. Ltd. Z-8, Basement, Hauz Khas, New Delhi - 110 016. | Sri Maruti Wind Park Developers | 1.5 | 1 x 1500 | Gut No. 57 of village Kolgiri, Tal. Jath, Dist. Sangli | 2012-09-28 | 1.5 | Sangli | Vaspeth
77 | M/s Renew Wind Energy (Rajkot) Pvt. Ltd. Z-8, Basement, Hauz Khas, New Delhi - 110 016. | Sri Maruti Wind Park Developers | 1.5 | 1 x 1500 | Gut No. 284 of village Kolgiri, Tal. Jath, Dist. Sangli. | 2012-09-28 | 1.5 | Sangli | Vaspeth
78 | M/s Renew Wind Energy (Jath) Pvt. Ltd. Flat No. S-2, Gobind Bhawan, Gali No. 4A, Tulsi Dass Street, Ansari Road, Darya Ganj, Delhi-110 002. | Sri Maruti Wind Park Developers | 2 | 1 x 2000 | Gut No. 73/1 B of village Jath, Tal. Jath, Dist. Sangli | 2012-09-28 | 2 | Sangli | Vaspeth
79 | M/s Renew Wind Energy (Rajkot) Pvt. Ltd. Z-8, Basement, Hauz Khas, New Delhi - 110 016. | Sri Maruti Wind Park Developers | 1.5 | 1 x 1500 | Gut No. 554 of village Vaspeth, Tal. Jath, Dist. Sangli | 2012-09-28 | 1.5 | Sangli | Vaspeth
80 | M/s Nila Sea Foods Pvt. Ltd. No. 137, Pudurpandipuram, Tuticorin - 628 002. | K. P. Power | 0.85 | 1 x 850 | Gut No. 51 of village Mallal, Tal. Jath, Dist. Sangli | 2013-02-06 | 0.85 | Sangli | Mendhegiri
81 | M/s Aryavarta Industries Pvt. Ltd. 2, Biplabi Trailokya Maharaj Sarani, 2nd Floor, Kolkata-700 001. | TS Wind Power Dvelopers | 4.2 | 2 x 2100 | Gut No. 56 of village Valsang, Tal. Jath, Dist. Sangli | 2012-09-30 | 2.1 | Sangli | Vaspeth
| M/s Serum Institute of India Ltd. Sarosh Bhavan, 16 B/1, Dr. Ambedkar Road, Pune - 411 001. |  |  |  |  | 2012-09-30 | 2.1
82 | M/s Shyam Metalics & Energy Ltd. Viswakarma, 86C, Topsia Road, 1st Floor, Kolkata-700 046 | K. P. Power | 0.85 | 1 x 850 | Gut No. 12/2 of village Mallal, Tal. Jath, Dist. Sangli | 2012-09-30 | 0.85 | Sangli | Mendhegiri
83 | M/s Rajasthan Gum Pvt. Ltd. S-272, G&H, M.I.A. Bansni II Phase, Jodhpur (Rajasthan) | Suzlon Energy Ltd. | 6.3 | 3 x 2100 | Gut No. 80/1, 96/1/A of village Mendhegiri, Tal. Jath, Dist. Sangli | 2012-09-29 | 2.1 | Sangli | Jath-2
[6 empty] | 2012-10-30 | 2.1
[5 empty] | Gut No. 50 of village Yeldari, Tal. Jath, Dist. Sangli. | 11.01.13 | 2.1
84 | M/s Sarla Performance Fibers Ltd. 304, Arcadia, Nariman Point. Mumbai - 400 021. | Sri Maruti Wind Park Developers | 2 | 1 x 2000 | Gut No. 370 of village Shedyal, Tal. Jath, Dist. Sangli | 2012-09-30 | 2 | Sangli | Vaspeth
85 | M/s Renew Wind Energy (Rajkot) Pvt. Ltd. Z-8, Basement, Hauz Khas, New Delhi - 110 016. | Sri Maruti Wind Park Developers | 1.5 | 1 x 1500 | Gut No. 530 of village Vaspeth, Tal. Jath, Dist. Sangli | 2012-09-30 | 1.5 | Sangli | Vaspeth
86 | M/s Shyam Metalics & Energy Ltd. Viswakarma, 86C, Topsia Road, 1st Floor, Kolkata-700 046 | K. P. Power | 0.85 | 1 x 850 | Gut No. 122/2 of village Rampur, Tal. Jath, Dist. Sangli | 2012-09-30 | 0.85 | Sangli | Mendhegiri
87 | M/s Bharat Forge Limited Mundhwa, Pune-411 036. | Sri Maruti Wind Park Developers | 2 | 1 x 2000 | Gut No. 409 of village Shedyal, Tal. Jath, Dist. Sangli | 2012-10-08 | 2 | Sangli | Vaspeth
88 | M/s Bharat Forge Limited Mundhwa, Pune-411 036. | Sri Maruti Wind Park Developers | 2 | 1 x 2000 | Gut No. 407 of village Shedyal, Tal. Jath, Dist. Sangli. | 2012-10-08 | 2 | Sangli | Vaspeth
89 | M/s Renew Wind Energy (Jath) Pvt. Ltd. Flat No. S-2, Gobind Bhawan, Gali No. 4A, Tulsi Dass Street, Ansari Road, Darya Ganj, Delhi-110 002. | K. P. Power | 0.85 | 1 x 850 | Gut No. 102 of village Yeldari, Tal. Jath, Dist. Sangli | 2012-09-30 | 0.85 | Sangli | Mendhegiri
90 | M/s Serum Institute of India Ltd. Sarosh Bhavan, 16 B/1, Dr. Ambedkar Road, Pune - 411 001. | Suzlon Energy Ltd. | 2.1 | 1 x 2100 | Gut No. 1233 of village Umrani, Tal. Jath, Dist. Sangli | 2012-09-29 | 2.1 | Sangli | Jath-2
91 | M/s Ferromar Shipping Pvt. Ltd. Anand Bhavan, Old Station, Margaon-403 601 Goa. | Suzlon Energy Ltd. | 2.1 | 1 x 2100 | Gut No. 353 of village Umrani, Tal. Jath, Dsit. Sangli | 2012-09-30 | 2.1 | Sangli | Jath-2
92 | M/s Ghodawat Foods International Pvt. Ltd. Plot No. 437, P.B. No. 118, Post-Chipri (Via-Jaysingpur), Dist. Kolhapur - 416 101 | Sri Maruti Wind Park Developers | 0.85 | 1 x 850 | Gut No. 517 of village Dorgewadi, Tal. Maan, Dist. Satara. | 2012-09-28 | 0.85 | Satara | Aagaswadi
93 | M/s M. D. Properties Pvt. Ltd. Star House, P.B. No. 118, Jaysingpur, Dist. Kolhapur-416 101. | Sri Maruti Wind Park Developers | 0.85 | 1 x 850 | Gut No. 590/2/2 of village Yalmarwadi, Tal. Khatav, Dist. Satara. | 2012-09-28 | 0.85 | Satara | Aagaswadi
94 | M/s Bhilwara Green Energy Ltd. Bhilwara Bhavan, 40-41, Community Centre, New Friends Colony, New Delhi - 110 065. | Sri Maruti Wind Park Developers | 1.5 | 1 x 1500 | Gut No. 245 of village Pukalewadi, Tal. Maan, Dist. Satara. | 2012-09-29 | 1.5 | Satara | Aagaswadi
95 | M/s Renew Wind Energy (Jath) Pvt. Ltd. Flat No. S-2, Gobind Bhawan, Gali No. 4A, Tulsi Dass Street, Ansari Road, Darya Ganj, Delhi-110 002. | K. P. Power | 0.85 | 1 x 850 | Gut No. 17/2A of village Mallal, Tal. Jath, Dist. Sangli | 2012-09-30 | 0.85 | Sangli | Mendhegiri
96 | M/s Renew Wind Energy (Jath) Pvt. Ltd. Flat No. S-2, Gobind Bhawan, Gali No. 4A, Tulsi Dass Street, Ansari Road, Darya Ganj, Delhi-110 002. | K. P. Power | 0.85 | 1 x 850 | Gut No. 37 of village Mallal, Tal. Jath, Dist. Sangli. | 2012-09-30 | 0.85 | Sangli | Mendhegiri
97 | M/s Renew Wind Energy (Jath) Pvt. Ltd. Flat No. S-2, Gobind Bhawan, Gali No. 4A, Tulsi Dass Street, Ansari Road, Darya Ganj, Delhi-110 002. | K. P. Power | 1.7 | 2 x 850 | Gut No. 124/1A+3A+4A+5/1/6A/7A/8A/9A/11A/12/A/14A of village Rampur, Tal. Jath, Dist. Sangli. | 2012-09-30 | 1.7 | Sangli | Mendhegiri
98 | M/s Bhilwara Green Energy Ltd. Bhilwara Bhavan, 40-41, Community Centre, New Friends Colony, New Delhi - 110 065. | Sri Maruti Wind Park Developers | 3 | 2 x 1500 | Gut No. 243 of village Pukalewadi, Tal. Maan, Dist. Satara. | 2012-09-29 | 3 | Satara | Aagaswadi
99 | M/s Renew Wind Energy (Jath) Pvt. Ltd. Flat No. S-2, Gobind Bhawan, Gali No. 4A, Tulsi Dass Street, Ansari Road, Darya Ganj, Delhi-110 002. | K. P. Power | 0.85 | 1 x 850 | Gut No. 103/1, 103/3 of village Yeldari, Tal. Jath, Dist. Sangli. | 2012-09-30 | 0.85 | Sangli | Mendhegiri
100 | M/s Topaz Investments Pvt. Ltd. Plot No. 438, A/p. Chipri, Tal. Shirol, Dist. Kolhapur. | Sri Maruti Wind Park Developers | 1.5 | 1 x 1500 | Gut No. 471, 472, 473, 474 of village Devikhindi, Tal. Khanapur, Dist. Sangli. | 2012-09-29 | 1.5 | Sangli | Bhud
101 | M/s Renew Wind Energy (Jath) Pvt. Ltd. Flat No. S-2, Gobind Bhawan, Gali No. 4A, Tulsi Dass Street, Ansari Road, Darya Ganj, Delhi-110 002. | K. P. Power | 0.85 | 1 x 850 | Gut No. 17/2A of village Mallal, Tal. Jath, Dist. Sangli | 2012-09-30 | 0.85 | Sangli | Mendhegiri
102 | M/s Renew Wind Energy (Jath) Pvt. Ltd. Flat No. S-2, Gobind Bhawan, Gali No. 4A, Tulsi Dass Street, Ansari Road, Darya Ganj, Delhi-110 002. | Sri Maruti Wind Park Developers | 2 | 1 x 2000 | Gut No. 207 of village Valsang, Tal. Jath, Dist. Sangli | 2012-09-30 | 2 | Sangli | Vaspeth
103 | M/s Reliance Clean Power Pvt. Ltd. H Block, 1st Floor, Dhirubhai Ambani Knowledge City, Thane Belapur Road, Koparkhairane, New Mumbai - 400 170 | Sri Maruti Wind Park Developers | 2.5 | 1 x 2500 | Gut No. 503 of village Valsang, Tal. Jath, Dist. Sangli | 2012-09-30 | 2.5 | Sangli | Vaspeth
104 | M/s Reliance Clean Power Pvt. Ltd. H Block, 1st Floor, Dhirubhai Ambani Knowledge City, Thane Belapur Road, Koparkhairane, New Mumbai - 400 170 | Sri Maruti Wind Park Developers | 2.5 | 1 x 2500 | Gut No. 124 of village Shedyal, Tal. Jath, Dist. Sangli | 2012-09-30 | 2.5 | Sangli | Vaspeth
105 | M/s Vedanayagam Hospital Ltd. 52, East Bashyakaralu Road,R.S. Puram, Coimbatore-641 002. | K. P. Power | 0.85 | 1 x 850 | Gut No. 17/2B/2 of village Mallal, Tal. Jath, Dist. Sangli | 2012-09-30 | 0.85 | Sangli | Mendhegiri
106 | M/s Renew Wind Energy (Jath) Pvt. Ltd. Flat No. S-2, Gobind Bhawan, Gali No. 4A, Tulsi Dass Street, Ansari Road, Darya Ganj, Delhi-110 002. | K. P. Power | 0.85 | 1 x 850 | Gut No. 102, 103/3 of village Yeldari, Tal. Jath, Dist. Sangli | 2012-09-30 | 0.85 | Sangli | Mendhegiri
107 | M/s Renew Wind Energy (Jath) Pvt. Ltd. Flat No. S-2, Gobind Bhawan, Gali No. 4A, Tulsi Dass Street, Ansari Road, Darya Ganj, Delhi-110 002. | Sri Maruti Wind Park Developers | 2 | 1 x 2000 | Gut No. 205 of village Salekiri, Tal. Jath, Dist. Sangli | 2012-09-30 | 2 | Sangli | Vaspeth
108 | M/s Renew Wind Energy (Rajkot) Pvt. Ltd. Z-8, Basement, Hauz Khas, New Delhi - 110 016. | Sri Maruti Wind Park Developers | 1.5 | 1 x 1500 | Gut No. 664 of village Valsang, Tal. Jath, Dist. Sangli | 2012-09-30 | 1.5 | Sangli | Vaspeth
109 | M/s Renew Wind Energy (Rajkot) Pvt. Ltd. Z-8, Basement, Hauz Khas, New Delhi - 110 016. | Sri Maruti Wind Park Developers | 1.5 | 1 x 1500 | Gut No. 247 of village Kolgiri, Tal. Jath, Dist. Sangli | 2012-09-30 | 1.5 | Sangli | Vaspeth
110 | M/s Reliance Clean Power Pvt. Ltd. H Block, 1st Floor, Dhirubhai Ambani Knowledge City, Thane Belapur Road, Koparkhairane, New Mumbai - 400 170 | Sri Maruti Wind Park Developers | 2.5 | 1 x 2500 | Gut No. 630 of village Valsang, Tal. Jath, Dist. Sangli | 2012-09-30 | 2.5 | Sangli | Vaspeth
111 | M/s Renew Wind Energy (Rajkot) Pvt. Ltd. Z-8, Basement, Hauz Khas, New Delhi - 110 016. | Sri Maruti Wind Park Developers | 1.5 | 1 x 1500 | Gut No. 292 of village Kolgiri, Tal. Jath, Dist. Sangli | 2012-09-30 | 1.5 | Sangli | Vaspeth
112 | M/s Droupadi Poonamram Choudhary 2-Abhaygrah, Opp. K.V. No. 1 (A.F.), Jodhpur (Rajashthan) | Shriram epc | 0.25 | 1 x 250 | Gut No. 254 of village Pimpalwadi, Tal. Jamkhed, Dist. Ahmednagar. | 2012-10-17 | 0.25 | Ahmednagar | Sautada
113 | M/s R. K. Sundaram 17 E 403, Chopasni Housing Board, Jodhpur, Rajashthan | Shriram epc | 0.5 | 2 x 250 | Gut No. 184 of village Pimpalwadi, Tal. Jamkhed, Dist. Ahmednagar & Gut No. 202/3/A of village Sautada, Tal. Patoda, Dist. Beed | 2012-10-17 | 0.25 | Ahmednagar | Sautada
[7 empty] | 0.25 | Beed
114 | M/s Siva Renewable Power and Energy Ltd. 'Sterling Tower', 327, Anna Salai, Teynampet, Chennai - 600 006. | Winwind | 5 | 5 x 1000 | Gut No. 302, 400 of village Karajangi, Tal. Jath, Dist. Sangli. | 2013-01-05 | 5 | Sangli | Vaspeth
115 | M/s Renew Wind Energy (Jath) Pvt. Ltd. Flat No. S-2, Gobind Bhawan, Gali No. 4A, Tulsi Dass Street, Ansari Road, Darya Ganj, Delhi - 110 002. | Sri Maruti Wind Park Developers | 2 | 1 x 2000 | Gut No. 341/A/1 of village Jath, Tal. Jath, Dist. Sangli. | 2013-02-07 | 2 | Sangli | Vaspeth
116 | M/s Agrawal Renewable Energy Pvt. Ltd. Anand bhaban, Old Station, Margaon-403 601 (Goa) | Suzlon Energy Ltd. | 2.1 | 1 x 2100 | Gut No. 352 of village Umrani, Tal. Jath, Dist. Sangli. | 2013-02-06 | 2.1 | Sangli | Jath-2
117 | M/s Serum Institute of India Ltd. Sarosh Bhavan, 16 B/1, Dr. Ambedkar Road, Pune - 411 001. | Suzlon Energy Ltd. | 2.1 | 1 x 2100 | Gut No. 1207/1, 1207/B of village Umrani, Tal. Jath, Dist. Sangli. | 2013-02-16 | 2.1 | Sangli | Jath-2
118 | M/s Serum Institute of India Ltd. Sarosh Bhavan, 16 B/1, Dr. Ambedkar Road, Pune - 411 001. | Suzlon Energy Ltd. | 2.1 | 1 x 2100 | Gut No. 1077, 1078 of village Umrani, Tal. Jath, Dist. Sangli. | 2013-02-21 | 2.1 | Sangli | Jath-2
119 | Dr. Kantilal Hastimal Sancheti 16, Shivajinagar, Pune-411 005. | TS Wind Power Dvelopers | 0.6 | 1 x 600 | Gut No. 2 of village Sahyadrinagar, Tal. Javali, Dist. Satara | 2013-03-31 | 0.6 | Satara | Kas
120 | M/s Renew Wind Energy (Rajkot) Pvt. Ltd. Z-8, Basement, Hauz Khas, New Delhi - 110 016. | Sri Maruti Wind Park Developers | 1.5 | 1 x 1500 | Gut No. 76 of village Karajangi, Tal. Jath, Dist. Sangli. | 2013-03-21 | 1.5 | Sangli | Vaspeth
|  |  | 288.55 |  |  |  | 288.55

## 2013-14
2013-14
Sr. No. | Investor Name & Address | Name of Developer | Capacity MW |  | Gut No. & Village | Commissined Capacity & Date |  | District | Site Name
|  |  | MW | No. of M/c |  | Date | MW
1 | M/s Indan Energy Pvt. Ltd. No. 5/82, Blue Beach Road, Neelankarai, Chennai - 600 041. | Sri Maruti Wind Park Developers | 0.85 | 1 x 850 | Gut No. 202 of village Altur, Tal. Shahuwadi, Dist. Kolhapur. | 2013-04-15 | 0.85 | Kolhapur | Bhendawade
2 | M/s Panama Wind Energy Pvt. Ltd. Plot No. 36, Somawar Peth, Pune - 411 011. | Panama Wind Energy | 8 | 5 x 1600 | Gut No. 25, 30 of village Chafer, Gut No. 220 of village Taliye & Gut No. 32, 44 of village Bahe Tal. Patan, Dist. Satara | 2013-05-10 | 4.8 | Satara | Palshi
[6 empty] | 2014-02-13 | 3.2
3 | M/s Bothe Wind Farm Development Pvt. Ltd. A-304, Kailash Complex, Park Site, Veer Savarkar Marg, Vikhroli (West), Mumbai-400 079. | Vestas Wind Technology India Pvt. Ltd. | 2 | 1 x 2000 | Gut No. 437 of village Bothe Tal. Maan, Dist. Satara | 2013-09-11 | 2 | Satara | Bothe
4 | M/s Bothe Wind Farm Development Pvt. Ltd. A-304, Kailash Complex, Park Site, Veer Savarkar Marg, Vikhroli (West), Mumbai-400 079. | Vestas Wind Technology India Pvt. Ltd. | 10 | 5 x 2000 | Gut No. 3, 14, 48, 106 of village Khokade & Gut No. 61, 62, 460 of village Bothe Tal. Maan, Dist. Satara | 2013-05-27 | 6 | Satara | Bothe
[6 empty] | 2013-06-15 | 4
5 | M/s Bhilwara Green Energy Ltd. Bhilwara Bhavan, 40-41, Community Centre, New Friends Colony, New Delhi-110 065. | Sri Maruti Wind Park Developers | 4.5 | 3 x 1500 | Gut No. 286 of village Pukalewadi, Tal. Maan, Dist. Satara. | 2013-06-03 | 4.5 | Satara | Aagaswadi
6 | M/s Mahalaxmi Commercial Services Pvt. Ltd. 20, Baidyanath House, Great Nag Road, Nagpur - 440 009. | TS Wind Power Dvelopers | 2.1 | 1 x 2100 | Gut No. 128/1, 128/2 of village Mendhegiri, Tal. Jath, Dist. Sangli. | 2013-06-08 | 2.1 | Sangli | Jath-II
7 | M/s Bothe Wind Farm Development Pvt. Ltd. A-304, Kailash Complex, Park Site, Veer Savarkar Marg, Vikhroli (West), Mumbai-400 079. | Vestas Wind Technology India Pvt. Ltd. | 2 | 1 x 2000 | Gut No. 145 of village Khokade, Tal. Maan, Dist. Satara. | 2013-05-17 | 2 | Satara | Bothe
8 | M/s Bothe Wind Farm Development Pvt. Ltd. A-304, Kailash Complex, Park Site, Veer Savarkar Marg, Vikhroli (West), Mumbai-400 079. | Vestas Wind Technology India Pvt. Ltd. | 2 | 1 x 2000 | Gut No. 560 of village Bothe, Tal. Maan, Dist. Satara | 2013-09-11 | 2 | Satara | Bothe
9 | M/s Bothe Wind Farm Development Pvt. Ltd. A-304, Kailash Complex, Park Site, Veer Savarkar Marg, Vikhroli (West), Mumbai-400 079. | Vestas Wind Technology India Pvt. Ltd. | 2 | 1 x 2000 | Gut No. 302 of village Bothe, Tal. Maan, Dist. Satara | 2013-09-11 | 2 | Satara | Bothe
10 | M/s Bhilwara Green Energy Ltd. Bhilwara Bhavan, 40-41, Community Centre, New Friends Colony, New Delhi-110 065. | Sri Maruti Wind Park Developers | 1.5 | 1 x 1500 | Gut No. 199 of village Pukalewadi, Tal. Maan, Dist. Satara. | 2013-06-03 | 1.5 | Satara | Aagaswadi
11 | M/s Reliance Clean Power Pvt. Ltd. H Block, 1st Floor, Dhirubhai Ambani Knowledge City, Thane Belapur Road, Koparkhairane, Navi Mumbai- 400 170, India | Sri Maruti Wind Park Developers | 2.5 | 1 x 2500 | Gut No. 83/1 of village Kolgiri, Tal. Jath, Dist. Sangli. | 2013-04-29 | 2.5 | Sangli | Vaspeth
12 | M/s Reliance Clean Power Pvt. Ltd. H Block, 1st Floor, Dhirubhai Ambani Knowledge City, Thane Belapur Road, Koparkhairane, New Mumbai - 400 170 | Sri Maruti Wind Park Developers | 2.5 | 1 x 2500 | Gut No. 650 of village Valsang, Tal. Jath, Dist. Sangli | 2013-04-29 | 2.5 | Sangli | Vaspeth
13 | M/s D. J. Malpani Malpani Estate, Kasara Dumala, Sangamner, Dist. Ahmednagar - 422 605. | Suzlon Energy Ltd. | 9 | 6 x 1500 | Forest Comp. No. 471, 469 & Gut No. 28/A of village Riswad, Tal. Patan, Dist. Satara | 2013-12-19 | 6 | Satara | Gudepanchgani
[5 empty] | Forest Comp. No. 521 & Gut No. 39/5 of village Atoli, Tal. Patan, Dist. Satara | 2013-12-19 | 3
14 | M/s Renew Wind Energy (Jath) Pvt. Ltd. Flat No. S-2, Gobind Bhawan, Gali No. 4A, Tulsi Dass Street, Ansari Road, Darya Ganj, Delhi-110 002. | Sri Maruti Wind Park Developers | 0.85 | 1 x 850 | Gut No. 85 of village Billur, Tal. Jath, Dist. Sangli | 2013-05-30 | 0.85 | Sangli | Vaspeth
15 | M/s Indo Rama Renewable Jath Ltd. 20th Floor, DLF Square, DLF-Phase-2, NH-8, Gurgaon 122 002, Haryana | Sri Maruti Wind Park Developers | 2 | 1 x 2000 | Gut No. 46, 24/1 of village Mendhegiri, Tal. Jath, Dist. Sangli | 2013-04-08 | 2 | Sangli | Vaspeth
16 | M/s Renew Wind Energy (Jath) Pvt. Ltd. Flat No. S-2, Gobine Bhawan, Gali No. 4A, Tulsi Dass Street. Ansari Road, Darya Ganj, Delhi - 110 002. | Sri Maruti Wind Park Developers | 0.85 | 1 x 850 | Gut No. 454 of village Billur, Tal. Jath, Dist. Sangli | 2013-05-30 | 0.85 | Sangli | Vaspeth
17 | M/s Babasaheb B. Gujate 3rd Floor, "Shubham Plaza" Ram Mandir Corner, Sangli | Suzlon Energy Ltd. | 0.6 | 1 x 600 | Forest Comp. No. 441 & Gut No. 17 of village Sadawaghapur, Tal. Patan, Dist. Satara. | 2013-04-17 | 0.6 | Satara | Sadawaghapur
18 | M/s Raysons Marketing Pvt. Ltd. 204, 'E' Ward, New Shahupuri, Kolhapur. | Suzlon Energy Ltd. | 0.6 | 1 x 600 | Forest Comp. No. 441 & Gut No. 17 of village Sadawaghapur, Tal. Patan, Dist. Satara. | 2013-05-24 | 0.6 | Satara | Sadawaghapur
19 | M/s Bothe Wind Farm Development Pvt. Ltd. 102, "EI Tara", Hiranandani Gardens, Powai, Mumbai - 400 076. | Sarjan Realities | 6 | 3 x 2000 | Gut No. 530, 550 of village Bothe, Tal. Maan, Dist. Satara | 2013-10-09 | 4 | Satara | Khokade
[5 empty] | Gut No. 83 of village Khokade, Tal. Maan, Dist. Satara. | 2013-10-09 | 2 | Satara | Khokade
20 | M/s Bothe Wind Farm Development Pvt. Ltd. 102, "EI Tara", Hiranandani Gardens, Powai, Mumbai - 400 076. | Suzlon Energy Ltd. | 2.1 | 1 x 2100 | Gut No. 251, 252 of village Bothe Tal. Maan, Dist. Satara | 2013-09-07 | 2.1 | Satara | Khokade
|  |  | 4 | 2 x 2000 | Gut No. 163 of village Bothe & Gut No. 98 of village Khokade, Tal. Maan, Dist. Satara | 2013-10-09 | 4
21 | M/s Serum Institute of India Ltd. Sarosh Bhavan, 16 B/1, Dr. Ambedkar Road, Pune - 411 001. | TS Wind Power Dvelopers | 2.1 | 1 x 2100 | Gut No. 101 of village Valsang, Tal. Jath, Dist. Sangli | 2013-04-08 | 2.1 | Sangli | Vaspeth
22 | M/s Green Infra Wind Energy Project Ltd. Tower 2, 2nd Floor, NBCC Plaza Pushpa Vihar Sec 5, Saket, New Delhi-110 017. | Suzlon Energy Ltd. | 18 | 12 x 1500 | Forest Comp. No. 532 & Gut No. 45 of village Humbarne, Tal. Patan, Dist. Satara. | 2013-05-04 | 6 | Satara | Humbarne
[6 empty] | 2013-06-21 | 1.5
[6 empty] | 2013-06-21 | 1.5
[6 empty] | 2013-05-04 | 1.5
[6 empty] | 2013-05-10 | 1.5
[6 empty] | 2013-06-21 | 6
23 | M/s Sri Maruti Wind Park Develoers KPTC Commercial Complex, No. 212-A Wing, Fatimanagar, Opp. Parmar Nagar, Wanowarie Road, Pune - 13 | Sri Maruti Wind Park Developers | 0.8 | 1 x 800 | Forest Comp. No. 215 & Gut No. 25A of village Rameshwar, Tal. Khatav, Dist. Satara. | 2013-06-14 | 0.8 | Satara | Ambheri
24 | M/s Bothe Wind Farm Development Pvt. Ltd. A-304, Kailash Complex, Park Site, Veer Savarkar Marg, Vikhroli (West), Mumbai-400 079. | Vestas Wind Technology India Pvt. Ltd. | 2 | 1 x 2000 | Gut No. 84 of village Bothe, Tal. Maan, Dist. Satara. | 2014-02-20 | 2 | Satara | Bothe
25 | M/s Indo Rama Renewable Jath Ltd. 20th Floor, DLF Square, DLF-Phase 2, NH-8, Gurgaon 122 002. Haryana | Sri Maruti Wind Park Developers | 2 | 1 x 2000 | Gut No. 211/1 of village Jath, Tal. Jath, Dist. Sangli | 2013-06-26 | 2 | Sangli | Vaspeth
26 | M/s Inox Renewable Ltd. Sr. No. 1837 & 1834 at Moje Jetalpur, ABS Tower, 2nd Floor, Old Padra Road, Vadodara-390 007 Gujarat | TS Wind Power Dvelopers | 2 | 1 x 2000 | Gut No. 1731 of village Kadve, Tal. Shahuwadi, Dist. Kolhapur. | 2014-03-31 | 2 | Kolhapur | Bhendawade
27 | M/s Bothe Wind Farm Development Pvt. Ltd. A-304, Kailash Complex, Park Site, Veer Savarkar Marg, Vikhroli (West), Mumbai-400 079. | Vestas Wind Technology India Pvt. Ltd. | 2.1 | 1 x 2100 | Gut No. 502 of village Bothe, Tal. Maan, Dist. Satara | 2014-03-31 | 2.1 | Satara | Bothe
28 | M/s CLP Wind Farms India Pvt. Ltd. Plot No. D-1, 3rd Floor, Salcon Ras Vilas, District Centre, Saket, New Delhi-110 017. | Sri Maruti Wind Park Developers | 2 | 1 x 2000 | Gut No. 173 of village Khojanwadi, Tal. Jath, Dist. Sangli | 2014-03-30 | 2 | Sangli | Vaspeth
29 | M/s CLP Wind Farms India Pvt. Ltd. Plot No. D-1, 3rd Floor, Salcon Ras Vilas, District Centre, Saket, New Delhi-110 017. | Sri Maruti Wind Park Developers | 4 | 2 x 2000 | Gut No. 218 of village Khojanwadi, Tal. Jath, Dist. Sangli | 2014-03-30 | 4 | Sangli | Vaspeth
30 | M/s Indo Rama Renewables Jath Ltd. 20th Floor, DLF Square, DLF-Phase-2, NH-8, Gurgaon-122 002, Haryana. | Sri Maruti Wind Park Developers | 2 | 1 x 2000 | Gut No. 100/2 of village Jath, Tal. Jath, Dsit. Sangli | 2013-06-26 | 2 | Sangli | Vaspeth
31 | M/s Indo Rama Renewable Jath Ltd. 20th Floor, DLF Square, DLF-Phase-2, NH-8, Gurgaon 122 002, Haryana | Sri Maruti Wind Park Developers | 2 | 1 x 2000 | Gut No. 74/2 of village Devnal, Tal. Jath, Dist. Sangli | 2013-04-08 | 2 | Sangli | Vaspeth
32 | M/s Renew Wind Energy (Jath) Pvt Ltd. Flat No. S-2, Gobind Bhawan, Gali No. 4A, Tulsi Dass Street, Ansari Road, Darya Ganj, Delhi - 110 002 | Sri Maruti Wind Park Developers | 2 | 1 x 2000 | Gut No. 81/5 of village Jath, Tal. Jath, Dist. Sangli | 2013-07-19 | 2 | Sangli | Vaspeth
33 | M/s Renew Wind Energy (Rajkot) Pvt. Ltd. Z-8, Basement, Hauz Khas, New Delhi - 110 016. | Sri Maruti Wind Park Developers | 1.5 | 1 x 1500 | Gut No. 404/A of village Kolgiri, Tal. Jath, Dist. Sangli | 2013-05-22 | 1.5 | Sangli | Vaspeth
34 | M/s Indo Rama Renewable Jath Ltd. 20th Floor, DLF Square, DLF-Phase 2, NH-8, Gurgaon 122 002. Haryana | Sri Maruti Wind Park Developers | 2 | 1 x 2000 | Gut No. 106/2 of village Jath, Tal. Jath, Dist. Sangli | 2013-06-26 | 2 | Sangli | Vaspeth
35 | M/s Renew Wind Energy (Jath) Pvt. Ltd. Flat No. S-2, Gobind Bhawan, Gali No. 4A, Tulsi Dass Street, Ansari Road, Darya Ganj, Delhi - 110 002. | Sri Maruti Wind Park Developers | 2 | 1 x 2000 | Gut No. 29 of village Untawadi, Tal. Jath, Dist. Sangli | 2013-08-06 | 2 | Sangli | Vaspeth
36 | M/s Indo Rama Renewable Jath Ltd. 20th Floor, DLF Square, DLF-Phase -2, NH-8, Gurgaon - 122 002, Haryana | Sri Maruti Wind Park Developers | 2 | 1 x 2000 | Gut No. 60/1 of village Devnal, Tal. Jath, Dist. Sangli | 2013-04-08 | 2 | Sangli | Vaspeth
37 | M/s Mahalaxmi Commercial Services Pvt. Ltd. 20, Baidyanath House, Great Nag Road, Nagpur - 440 009. | TS Wind Power Dvelopers | 4.2 | 2 x 2100 | Gut No. 59 of village Mendhegiri, Tal. Jath, Dist. Sangli. | 2013-06-08 | 2.1 | Sangli | Jath-II
[5 empty] | Gut No. 109 of village Mendhegiri, Tal. Jath, Dist. Sangli. | 2013-06-08 | 2.1
38 | M/s Renew Wind Energy (Jath) Pvt. Ltd. Flat No. S-2, Gobind Bhawan, Gali No. 4A, Tulsi Dass Street, Ansari Road, Darya Ganj, Delhi-110 002. | Sri Maruti Wind Park Developers | 0.85 | 1 x 850 | Gut No. 447/2A of village Billur, Tal. Jath, Dist. Sangli | 2013-05-22 | 0.85 | Sangli | Vaspeth
39 | M/s Renew Wind Energy (Jath) Pvt. Ltd. Flat No. S-2, Gobind Bhawan, Gali No. 4A, Tulsi Dass Street, Ansari Road, Darya Ganj, Delhi-110 002. | Sri Maruti Wind Park Developers | 0.85 | 1 x 850 | Gut No. 449/1 of village Billur, Tal. Jath, Dist. Sangli | 2013-05-22 | 0.85 | Sangli | Vaspeth
40 | M/s Indo Rama Renewables Jath Ltd. 20th Floor, DLF Square, DLF-Phase-2, NH-8, Gurgaon-122 002, Haryana. | Sri Maruti Wind Park Developers | 2 | 1 x 2000 | Gut No. 186/1, 186/2 of village Jath, Tal. Jath, Dist. Sangli. | 2013-06-26 | 2 | Sangli | Vaspeth
41 | M/s Renew Wind Energy (Shivpur) Pvt. Ltd. 138, Ansal Chamber-II, Bikaji Cama Palce, New Delhi - 110 066. | Sri Maruti Wind Park Developers | 1.5 | 1 x 1500 | Gut No. 696 of village Valsang, Tal. Jath, Dist. Sangli. | 2013-06-24 | 1.5 | Sangli | Vaspeth
42 | M/s Reliance Clean Power Pvt. Ltd. H Block, 1st Floor, Dhirubhai Ambani Knowledge City, Thane Belapur Road, Koparkhairane, Navi Mumbai-400 170 | Sri Maruti Wind Park Developers | 2.5 | 1 x 2500 | Gut No. 86/1 of village Shedyal, Tal. Jath, Dist. Sangli | 2013-04-29 | 2.5 | Sangli | Vaspeth
43 | M/s Renew Wind Energy (Jath) Pvt. Ltd. Flat No. S-2, Gobind Bhawan, Gali No. 4A, Tulsi Dass Street, Ansari Road, Darya Ganj, Delhi-110 002. | Sri Maruti Wind Park Developers | 1.7 | 2 x 850 | Gut No. 49/4, 49/5 of village Billur, Tal. Jath, Dist. Sangli | 2013-05-30 | 1.7 | Sangli | Vaspeth
44 | M/s Bothe Wind Farm Development Pvt. Ltd. A-304, Kailash Complex, Park Site, Veer Savarkar Marg, Vikhroli (West), Mumbai-400 079. | Vestas Wind Technology India Pvt. Ltd. | 2 | 1 x 2000 | Gut No. 45 of Khokade, Tal. Maan, Dist. Satara. | 2013-09-20 | 2 | Satara | Bothe
45 | M/s Bothe Wind Farm Development Pvt. Ltd. A-304, Kailash Complex, Park Site, Veer Savarkar Marg, Vikhroli (West), Mumbai-400 079. | Vestas Wind Technology India Pvt. Ltd. | 2 | 1 x 2000 | Gut No. 59 of village Khokade, Tal. Maan, Dist. Satara. | 2013-08-21 | 2 | Satara | Bothe
46 | M/s Bothe Wind Farm Development Pvt. Ltd. A-304, Kailash Complex, Park Site, Veer Savarkar Marg, Vikhroli (West), Mumbai-400 079. | Vestas Wind Technology India Pvt. Ltd. | 2.1 | 1 x 2100 | Gut No. 113 of village Ransingwadi, Tal. Khatav, Dist. Satara | 2014-03-30 | 2.1 | Satara | Bothe
47 | M/s Global Metal & Energy Pvt. Ltd. Flat No. 32, Wing 1B, Windermere Oshiwara New Link Road, Andheri (West), Mumbai - 400 053. | Sri Maruti Wind Park Developers | 1.7 | 3 x 850 | Gut No. 464 of village Khojanwadi, Tal. Jath, Dist. Sangli. | 2013-06-30 | 1.7 | Sangli | Vaspeth
48 | M/s Bothe Wind Farm Development Pvt. Ltd. 102, "EI Tara", Hiranandani Gardens, Powai, Mumbai-400 076. | Vestas Wind Technology India Pvt. Ltd. | 6 | 3 x 2000 | Gut No. 528, 359, 374 of village Bothe, Tal. Maan, Dist. Satara. | 2013-09-11 | 4 | Satara | Bothe
[6 empty] | 2014-01-24 | 2
49 | M/s Reliance Clean Power Pvtl Ltd. H Block, 1st Floor, Dhirubhai Ambani Knowledge City, Thane Belapur Road, Koparkhairane, Navi Mumbai - 400 170 | Sri Maruti Wind Park Developers | 2.5 | 1 x 2500 | Gut No. 225/1 of village Shedyal, Tal. Jath, Dist. Sangli. | 2013-05-15 | 2.5 | Sangli | Vaspeth
50 | M/s Reliance Clean Power Pvt. Ltd. H Block, 1st Floor, Dhirubhai Ambani Knowledge City, Thane Belapur Road, Koparkhairane, Navi Mumbai- 400 170, India | Sri Maruti Wind Park Developers | 2.5 | 1 x 2500 | Gut No. 254 of village Shedyal, Tal. Jath, Dist. Sangli. | 2013-05-15 | 2.5 | Sangli | Vaspeth
51 | M/s Reliance Clean Power Pvt. Ltd. H Block, 1st Floor, Dhirubhai Ambani Knowledge City, Thane Belapur Road, Koparkhairane, Navi Mumbai- 400 170, India | Sri Maruti Wind Park Developers | 2.5 | 1 x 2500 | Gut No. 136 of village Shedyal, Tal. Jath, Dist. Sangli. | 2013-04-29 | 2.5 | Sangli | Vaspeth
52 | M/s Renew Wind Energy (Jath) Pvt. Ltd. Flat No. S-2, Gobind Bhawan, Gali No. 4A, Tulsi Dass Street, Ansari Road, Darya Ganj, Delhi - 110 002. | Sri Maruti Wind Park Developers | 0.85 | 1 x 850 | Gut No. 464 of village Billur, Tal. Jath, Dist. Sangli, | 2013-05-22 | 0.85 | Sangli | Mendhegiri
53 | M/s Global Metal & Energy Pvt. Ltd. Flat No. 32, Wing 1B, Windermere Oshiwara New Link Road, Andheri (West), Mumbai - 400 053. | Sri Maruti Wind Park Developers | 0.85 | 1 x 850 | Gut No. 549 of village Billur, Tal. Jath, Dist. Sangli. | 2013-07-19 | 0.85 | Sangli | Mendhegiri
54 | M/s Renew Wind Energy (Jath) Pvt. Ltd. Flat No. S-2, Gobind Bhawan, Gali No. 4A, Tulsi Dass Street, Ansari Road, Darya Ganj, Delhi - 110 002. | Sri Maruti Wind Park Developers | 0.85 | 1 x 850 | Gut No. 76 of village Yeldari, Tal. Jath, Dist. Sangli. | 2013-05-22 | 0.85 | Sangli | Mendhegiri
55 | M/s Indo Rama Renewable Jath Ltd. 20th Floor, DLF Square, DLF-Phase-2, NH-8, Gurgaon 122 002, Haryana | Sri Maruti Wind Park Developers | 2 | 1 x 2000 | Gut No. 278, 279 of village Valsang, Tal. Jath, Dist. Sangli. | 2013-04-08 | 2 | Sangli | Vaspeth
56 | M/s Reliance Clean Power Pvt. Ltd. H Block, 1st Floor, Dhirubhai Ambani Knowledge City, Thane Belapur Road, Koparkhairane, Navi Mumbai - 400 170. | Sri Maruti Wind Park Developers | 2.5 | 1 x 2500 | Gut No. 551, 552 of village Vaspeth, Tal. Jath, Dist. Sangli. | 2013-04-29 | 2.5 | Sangli | Vaspeth
57 | M/s Renew Wind Energy (Jath) Pvt. Ltd. Flat No. S-2, Gobind Bhawan, Gali No. 4A, Tulsi Dass Street, Ansari Road, Darya Ganj, Delhi-110 002. | Sri Maruti Wind Park Developers | 2.55 | 3 x 850 | Gut No. 74/1B of village Mendhegiri, Tal. Jath, Dist. Sangli. | 2013-07-19 | 2.55 | Sangli | Mendhegiri
58 | M/s Renew Wind Energy (Jath) Pvt. Ltd. Flat No. S-2, Gobind Bhawan, Gali No. 4A. Tulsi Dass Street, Ansari Road, Darya Ganj, Delhi - 110 002. | Sri Maruti Wind Park Developers | 2 | 1 x 2000 | Gut No. 126 of village Valsang, Tal. Jath, Dist. Sangli. | 2013-06-26 | 2 | Sangli | Vaspeth
59 | M/s Renew Wind Energy (Jath) Pvt. Ltd. Flat No. S-2, Gobind Bhawan, Gali No. 4A, Tulsi Dass Street, Ansari Road, Darya Ganj, Delhi-110 002. | Sri Maruti Wind Park Developers | 2 | 1 x 2000 | Gut No. 103/2, 104/2 of village Mendhegiri, Tal. Jath, Dist. Sangli. | 2013-06-26 | 2 | Sangli | Vaspeth
60 | M/s Renew Wind Energy (Jath) Pvt. Ltd. Flat No. S-2, Gobind Bhawan, Gali No. 4A, Tulsi Dass Street, Ansari Road, Darya Ganj, Delhi-110 002. | Sri Maruti Wind Park Developers | 0.85 | 1 x 850 | Gut No. 75 of village Yeldari, Tal. Jath, Dist. Sangli. | 2013-05-22 | 0.85 | Sangli | Mendhegiri
61 | M/s Renew Wind Energy (Jath) Pvt. Ltd. Flat No. S-2, Gobind Bhawan, Gali No. 4A, Tulsi Dass Street, Ansari Road, Darya Ganj, Delhi-110 002. | Sri Maruti Wind Park Developers | 0.85 | 1 x 850 | Gut No. 555 of village Billur, Tal. Jath, Dist. Sangli. | 2013-05-22 | 0.85 | Sangli | Mendhegiri
62 | M/s Indo Rama Renewables Jath Ltd. 20th Floor, DLF Square, DLF-Phase-2, NH-8, Gurgaon-122 002, Haryana. | Sri Maruti Wind Park Developers | 2 | 1 x 2000 | Gut No. 114/1 of village Valsang, Tal. Jath, Dist. Sangli. | 2013-04-08 | 2 | Sangli | Vaspeth
63 | M/s Renew Wind Energy (Jath) Pvt. Ltd. Flat No. S-2, Gobind Bhawan, Gali No. 4A, Tulsi Dass Street, Ansari Road, Darya Ganj, Delhi-110 002. | Sri Maruti Wind Park Developers | 0.85 | 1 x 850 | Gut No. 436 of village Khojanwadi, Tal. Jath, Dist. Sangli. | 2013-06-30 | 0.85 | Sangli | Mendhegiri
64 | M/s Indo Rama Renewables Jath Ltd. 20th Floor, DLF Square, DLF-Phase-2, NH-8, Gurgaon-122 002, Haryana. | Sri Maruti Wind Park Developers | 2 | 1 x 2000 | Gut No. 84 of village Valsang, Tal. Jath, Dist. Sangli. | 2013-04-08 | 2 | Sangli | Vaspeth
65 | M/s Indan Energy Pvt. Ltd. No. 5/82, Blue Beach Road, Neelankarai, Chennai - 600 041. | Sri Maruti Wind Park Developers | 0.85 | 1 x 850 | Gut No. 188 of village Altur, Tal. Shahuwadi, Dist. Kolhapur | 2013-04-15 | 0.85 | Kolhapur | Bhendawade
66 | M/s Renew Wind Energy (Jath) Pvt. Ltd. Flat No. S-2, Gobind Bhawan, Gali No. 4A, Tulsi Dass Street, Ansari Road, Darya Ganj, Delhi-110 002. | Sri Maruti Wind Park Developers | 2 | 1 x 2000 | Gut No. 73/2 of village Achakanhali, Tal. Jath, Dist. Sangli. | 2013-04-03 | 2 | Sangli | Vaspeth
67 | M/s Renew Wind Energy (Jath) Pvt. Ltd. Flat No. S-2, Gobind Bhawan, Gali No. 4A, Tulsi Dass Street, Ansari Road, Darya Ganj, Delhi-110 002. | Sri Maruti Wind Park Developers | 2 | 1 x 2000 | Gut No. 82/1 of village Achakanhali, Tal. Jath, Dist. Sangli. | 2013-06-26 | 2 | Sangli | Vaspeth
68 | M/s Renew Wind Energy (Varekarwadi) Pvt. Ltd. Tower 4A, DLF Corporate Park, Near Guru Dronacharya Metro Station, M.G. Road, Gurgaon, Haryana. | Renew Wind | 10.5 | 5 x 2100 | Gut No. 13, 52, 98/AA/2, 100/AA/2, 117, 121/AA/2 of village Deulgaonghat & Gut No. 86/AA of village Aranvihira, Tal. Ashti, Dist. Beed. | 2013-09-12 | 8.4 | Beed | Gangadevi
[6 empty] | 2014-03-07 | 2.1
|  |  | 8.4 | 4 x 2100 | Gut No. 89/E/4 of village Deulgaonghat & Gut No. 201/A/1, 212/AA/1, 215 of village Gahukhel, Tal. Ashti, Dist. Beed. | 2013-09-12 | 2.1
[6 empty] | 2013-09-18 | 2.1
[6 empty] | 2014-03-03 | 2.1
[6 empty] | 2014-03-30 | 2.1
69 | M/s Indo Rama Renewables Jath Ltd. 20th Floor, DLF Square, DLF-Phase-2, NH-8, Gurgaon-122 002, Haryana. | Sri Maruti Wind Park Developers | 2 | 1 x 2000 | Gut No. 27/1 & 28/2 of village Devnal, Tal. Jath, Dist. Sangli. | 2013-04-08 | 2 | Sangli | Vaspeth
70 | M/s Indo Rama Renewable Jath Ltd. 20th Floor, DLF Square, DLF-Phase 2, NH-8, Gurgaon 122 002. Haryana | Sri Maruti Wind Park Developers | 2 | 1 x 2000 | S. No. 99 of village Jath, Tal. Jath, Dist. Sangli. | 2013-06-26 | 2 | Sangli | Vaspeth
71 | M/s Renew Wind Energy (Jath) Pvt. Ltd. Flat No. S-2, Gobind Bhawan, Gali No. 4A, Tulsi Dass Street, Ansari Road, Darya Ganj, Delhi-110 002. | Sri Maruti Wind Park Developers | 0.85 | 1 x 850 | Gut No. 176 of village Billur, Tal. Jath, Dist. Sangli. | 2013-05-22 | 0.85 | Sangli | Mendhegiri
72 | M/s Renew Wind Energy (Jath) Pvt. Ltd. Flat No. S-2, Gobind Bhawan, Gali No. 4A, Tulsi Dass Street, Ansari Road, Darya Ganj, Delhi-110 002. | Sri Maruti Wind Park Developers | 0.85 | 1 x 850 | Gut No. 118 of village Yeldari, Tal. Jath, Dist. Sangli. | 2013-07-19 | 0.85 | Sangli | Mendhegiri
73 | M/s Renew Wind Energy (Jath) Pvt. Ltd. Flat No. S-2, Gobind Bhawan, Gali No. 4A, Tulsi Dass Street, Ansari Road, Darya Ganj, Delhi-110 002. | Sri Maruti Wind Park Developers | 2 | 1 x 2000 | Gut No. 124 of village Achakanhali, Tal. Jath, Dist. Sangli. | 2013-04-03 | 2 | Sangli | Vaspeth
74 | M/s Renew Wind Energy (Jath) Pvt. Ltd. Flat No. S-2, Gobind Bhawan, Gali No. 4A, Tulsi Dass Street, Ansari Road, Darya Ganj, Delhi-110 002. | Sri Maruti Wind Park Developers | 2 | 1 x 2000 | S. No. 25/4 of village Devnal, Tal. Jath, Dist. Sangli | 2013-06-26 | 2 | Sangli | Vaspeth
75 | M/s Serum Institute of India Ltd. Sarosh Bhavan, 16 B/1, Dr. Ambedkar Road, Pune - 411 001. | TS Wind Power Dvelopers | 2.1 | 1 x 2100 | Gut No. 135 of village Valsang, Tal. Jath, Dist. Sangli. | 2013-05-27 | 2.1 | Sangli | Vaspeth
76 | M/s Renew Wind Energy Delhi Pvt. Ltd. Z-8, Basement, Hauz Khas, New Delhi - 110 016. | Acorn Properties | 16 | 8 x 2000 | Forest Comp. No. 215 & Gut No. 24 of village Rameshwar, Tal. Khatav, Dist. Satara. | 2013-04-25 | 16 | Satara | Ambheri
77 | M/s Renew Wind Energy (Rajkot) Pvt. Ltd. Z-8, Basement, Hauz Khas, New Delhi - 110 016. | Sri Maruti Wind Park Developers | 1.5 | 1 x 1500 | Gut No. 79, 80 of village Kolgiri, Tal. Jath, Dist. Sangli. | 2013-04-03 | 1.5 | Sangli | Vaspeth
78 | M/s Renew Wind Energy (Rajkot) Pvt. Ltd. Z-8, Basement, Hauz Khas, New Delhi - 110 016. | Sri Maruti Wind Park Developers | 1.5 | 1 x 1500 | Gut No. 555 of village Vaspeth, Tal. Jath, Dist. Sangli. | 2013-04-03 | 1.5 | Sangli | Vaspeth
79 | M/s Renew Wind Energy (Rajkot) Pvt. Ltd. Z-8, Basement, Hauz Khas, New Delhi - 110 016. | Sri Maruti Wind Park Developers | 1.5 | 1 x 1500 | Gut No. 583 of village Vaspeth, Tal. Jath, Dist. Sangli. | 2013-04-03 | 1.5 | Sangli | Vaspeth
80 | M/s Renew Wind Energy (Rajkot) Pvt. Ltd. Z-8, Basement, Hauz Khas, New Delhi - 110 016. | Sri Maruti Wind Park Developers | 1.5 | 1 x 1500 | Gut No. 78 of village Kolgiri, Tal. Jath, Dist. Sangli. | 2013-04-03 | 1.5 | Sangli | Vaspeth
81 | M/s Renew Wind Energy (Rajkot) Pvt. Ltd. Z-8, Basement, Hauz Khas, New Delhi - 110 016. | Sri Maruti Wind Park Developers | 1.5 | 1 x 1500 | Gut No. 394, 395 of village Kolgiri, Tal. Jath, Dist. Sangli. | 2013-04-03 | 1.5 | Sangli | Vaspeth
82 | M/s Renew Wind Energy (Rajkot) Pvt. Ltd. Z-8, Basement, Hauz Khas, New Delhi - 110 016. | Sri Maruti Wind Park Developers | 1.5 | 1 x 1500 | Gut No. 168 of village Kolgiri, Tal. Jath, Dist. Sangli. | 2013-04-03 | 1.5 | Sangli | Vaspeth
83 | M/s Renew Wind Energy (Rajkot) Pvt. Ltd. Z-8, Basement, Hauz Khas, New Delhi - 110 016. | Sri Maruti Wind Park Developers | 1.5 | 1 x 1500 | Gut No. 347/1 of village Kolgiri, Tal. Jath, Dist. Sangli. | 2013-04-03 | 1.5 | Sangli | Vaspeth
84 | M/s Renew Wind Energy (Jath) Pvt. Ltd. Flat No. S-2, Gobind Bhawan, Gali No. 4A, Tulsi Dass Street, Ansari Road, Darya Ganj, Delhi-110 002. | Sri Maruti Wind Park Developers | 0.85 | 1 x 850 | Gut No. 459 of village Billur, Tal. Jath, Dist. Sangli. | 2013-07-19 | 0.85 | Sangli | Mendhegiri
85 | M/s Renew Wind Energy (Jath) Pvt. Ltd. Flat No. S-2, Gobind Bhawan, Gali No. 4A, Tulsi Dass Street, Ansari Road, Darya Ganj, Delhi-110 002. | Sri Maruti Wind Park Developers | 2 | 1 x 2000 | Gut No. 212 of village Valsang, Tal. Jath, Dist. Sangli. | 2013-07-19 | 2 | Sangli | Vaspeth
86 | M/s Renew Wind Energy (Jath) Pvt. Ltd. Flat No. S-2, Gobind Bhawan, Gali No. 4A, Tulsi Dass Street, Ansari Road, Darya Ganj, Delhi-110 002. | Sri Maruti Wind Park Developers | 0.85 | 1 x 850 | Gut No. 184 of village Billur, Tal. Jath, Dist. Sangli. | 2013-07-19 | 0.85 | Sangli | Mendhegiri
87 | M/s Indo Rama Renewables Jath Ltd. 20th Floor, DLF Square, DLF-Phase-2, NH-8, Gurgaon-122 002, Haryana. | Sri Maruti Wind Park Developers | 2 | 1 x 2000 | Gut No. 26/2 of village Mendhegiri, Tal. Jath, Dist. Sangli. | 2013-04-08 | 2 | Sangli | Vaspeth
88 | M/s Bothe Wind Farm Development Pvt. Ltd. 102, "EI Tara", Hiranandani Gardens, Powai, Mumbai - 400 076. | Vestas Wind Technology India Pvt. Ltd. | 8 | 4 x 2000 | Gut No. 29, 290, 295, 565, 573 of village Bothe, Tal. Maan, Dist. Satara. | 2013-09-11 | 8 | Satara | Bothe
89 | M/s Bothe Wind Farm Development Pvt. Ltd. 102, "EI Tara", Hiranandani Gardens, Powai, Mumbai - 400 076. | Vestas Wind Technology India Pvt. Ltd. | 16 | 8 x 2000 | Gut No. 22, 24, 27, 30, 110, 127, 137, 140 of village Khokade, Tal. Maan, Dist. Satara. | 2013-06-18 | 4 | Satara | Bothe
[6 empty] | 2013-06-21 | 12
90 | M/s Balkrishna Sizing Industries W. No. 22, H. No. 209/210, Ganesh Nagar, 6th Ganganagar, Ichalkaranji - 416 116. | Suzlon Energy Ltd. | 0.6 | 1 x 600 | Forest Comp. No. 439 & Gut No. 45 of village Sadawaghapur, Tal. Patan, Dist. Satara. | 2013-06-14 | 0.6 | Satara | Sadawaghapur
91 | M/s Asian Radio House Opp. Market Yard, Sangli-416 416. | Suzlon Energy Ltd. | 0.6 | 1 x 600 | Forest Comp. No. 439 & Gut No. 45 of village Sadawaghapur, Tal. Patan, Dist. Satara. | 2013-05-21 | 0.6 | Satara | Sadawaghapur
92 | M/s Shri Gajlaxmi Industries HUF Plot No. 432 & 433, The Inc. Ind. Co-Op. Estate Ltd., Khanjire Nagar, Ichalkaranji - 416 115. | Suzlon Energy Ltd. | 0.6 | 1 x 600 | Forest Comp. No. 439 & Gut No. 45 of village Sadawaghapur, Tal. Patan, Dist. Satara. | 2013-06-04 | 0.6 | Satara | Sadawaghapur
93 | M/s Alto Power & Energy (India) Pvt. Ltd. 678, Hajare House, Opp. Anand Cinema, Sitaboldi, Nagpur - 440 012. | Suzlon Energy Ltd. | 0.6 | 1 x 600 | Forest Comp. No. 439 & Gut No. 218 of village Pabalwadi, Tal. Patan, Dist. Satara. | 2013-06-30 | 0.6 | Satara | Sadawaghapur
94 | M/s B. G. Chitale Bhilwadi Stn. Tal. Palus, Dist. Sangli - 416 303 | Suzlon Energy Ltd. | 1.2 | 2 x 600 | Forest Comp. No. 441 & Gut No. 17 of village Sadawaghapur, Tal. Patan, Dist. Satara. | 2013-05-24 | 1.2 | Satara | Sadawaghapur
95 | M/s CLP Wind Farms India Pvt. Ltd. Plot No. D-1, 3rd Floor, Salcon Ras Vilas, District Centre, Saket, New Delhi-110 017. | Sri Maruti Wind Park Developers | 2 | 1 x 2000 | Gut No. 144/1, 144/2 of village Mendhegiri, Tal. Jath, Dist. Sangli. | 2014-03-30 | 2 | Sangli | Vaspeth
96 | M/s Renew Wind Energy (Jath) Pvt. Ltd. Flat No. S-2, Gobind Bhawan, Gali No. 4A, Tulsi Dass Street, Ansari Road, Darya Ganj, Delhi-110 002. | Sri Maruti Wind Park Developers | 4 | 2 x 2000 | Gut No. 52/1, 55/1 of village Devnal, Tal. Jath, Dist. Sangli. | 2013-06-30 | 4 | Sangli | Vaspeth
97 | M/s Renew Wind Energy (Jath) Pvt. Ltd. Flat No. S-2, Gobind Bhawan, Gali No. 4A, Tulsi Dass Street, Ansari Road, Darya Ganj, Delhi-110 002. | Sri Maruti Wind Park Developers | 2 | 1 x 2000 | Gut No. 127/1, 127/3 of village Achakanhali, Tal. Jath, Dist. Sangli. | 2013-06-30 | 2 | Sangli | Vaspeth
98 | M/s Renew Wind Energy (Jath) Pvt. Ltd. Flat No. S-2, Gobind Bhawan, Gali No. 4A, Tulsi Dass Street, Ansari Road, Darya Ganj, Delhi-110 002. | Sri Maruti Wind Park Developers | 2 | 1 x 2000 | Gut No. 35 of village Mendhegiri, Tal. Jath, Dist. Sangli. | 2013-07-19 | 2 | Sangli | Mendhegiri
99 | M/s Renew Wind Energy (Jath) Pvt. Ltd. Flat No. S-2, Gobind Bhawan, Gali No. 4A, Tulsi Dass Street, Ansari Road, Darya Ganj, Delhi-110 002. | Sri Maruti Wind Park Developers | 2 | 1 x 2000 | Gut No. 64/3, 64/4 of village Achakanhali, Tal. Jath, Dist. Sangli. | 2013-06-30 | 2 | Sangli | Vaspeth
100 | M/s Renew Wind Energy (Jath) Pvt. Ltd. Flat No. S-2, Gobind Bhawan, Gali No. 4A, Tulsi Dass Street, Ansari Road, Darya Ganj, Delhi - 110 002. | Sri Maruti Wind Park Developers | 0.85 | 1 x 850 | Gut No. 463 of village Billur, Tal. Jath, Dist. Sangli. | 2013-06-05 | 0.85 | Sangli | Mendhegiri
101 | M/s Renew Wind Energy (Jath) Pvt. Ltd. Flat No. S-2, Gobind Bhawan, Gali No. 4A, Tulsi Dass Street, Ansari Road, Darya Ganj, Delhi-110 002. | Sri Maruti Wind Park Developers | 2 | 1 x 2000 | Gut No. 72/1, 72/2 of village Achakanhali, Tal. Jath, Dist. Sangli. | 2013-07-19 | 2 | Sangli | Vaspeth
102 | M/s Renew Wind Energy (Shivpur) Pvt. Ltd. 138, Ansal Chamber-II, Bikaji Cama Palce, New Delhi - 110 066. | Sri Maruti Wind Park Developers | 1.5 | 1 x 1500 | Gut No. 29 of village Shedyal, Tal. Jath, Dist. Sangli. | 2013-04-03 | 1.5 | Sangli | Vaspeth
103 | M/s Renew Wind Energy (Shivpur) Pvt. Ltd. 138, Ansal Chamber-II, Bikaji Cama Palce, New Delhi - 110 066. | Sri Maruti Wind Park Developers | 1.5 | 1 x 1500 | Gut No. 9 of village Salekiri, Tal. Jath, Dist. Sangli. | 2013-04-03 | 1.5 | Sangli | Vaspeth
104 | M/s Renew Wind Energy (Rajkot) Pvt. Ltd. Z-8, Basement, Hauz Khas, New Delhi - 110 016. | Sri Maruti Wind Park Developers | 1.5 | 1 x 1500 | Gut No. 433 of village Valsang, Tal. Jath, Dist. Sangli. | 2013-04-03 | 1.5 | Sangli | Vaspeth
105 | M/s Renew Wind Energy (Shivpur) Pvt. Ltd. 138, Ansal Chamber-II, Bikaji Cama Palce, New Delhi - 110 066. | Sri Maruti Wind Park Developers | 1.5 | 1 x 1500 | Gut No. 15 of village Shedyal, Tal. Jath, Dist. Sangli. | 2013-04-03 | 1.5 | Sangli | Vaspeth
106 | M/s Renew Wind Energy (Shivpur) Pvt. Ltd. 138, Ansal Chamber-II, Bikaji Cama Palce, New Delhi - 110 066. | Sri Maruti Wind Park Developers | 1.5 | 1 x 1500 | Gut No. 49 of village Salekiri, Tal. Jath, Dist. Sangli. | 2013-04-03 | 1.5 | Sangli | Vaspeth
107 | M/s Renew Wind Energy (Shivpur) Pvt. Ltd. 138, Ansal Chamber-II, Bikaji Cama Palce, New Delhi - 110 066. | Sri Maruti Wind Park Developers | 1.5 | 1 x 1500 | Gut No. 564/4, 564/5 of village Valsang, Tal. Jath, Dist. Sangli. | 2013-04-03 | 1.5 | Sangli | Vaspeth
108 | M/s Renew Wind Energy (Shivpur) Pvt. Ltd. 138, Ansal Chamber-II, Bikaji Cama Palce, New Delhi - 110 066. | Sri Maruti Wind Park Developers | 1.5 | 1 x 1500 | Gut No. 637 of village Valsang, Tal. Jath, Dist. Sangli. | 2013-04-03 | 1.5 | Sangli | Vaspeth
109 | M/s Renew Wind Energy (Rajkot) Pvt. Ltd. Z-8, Basement, Hauz Khas, New Delhi - 110 016. | Sri Maruti Wind Park Developers | 1.5 | 1 x 1500 | Gut No. 420 of village Valsang, Tal. Jath, Dist. Sangli. | 2013-04-03 | 1.5 | Sangli | Vaspeth
110 | M/s Renew Wind Energy (Rajkot) Pvt. Ltd. Z-8, Basement, Hauz Khas, New Delhi - 110 016. | Sri Maruti Wind Park Developers | 1.5 | 1 x 1500 | Gut No. 298 of village Kolgiri, Tal. Jath, Dist. Sangli. | 2013-04-03 | 1.5 | Sangli | Vaspeth
111 | M/s Renew Wind Energy (Shivpur) Pvt. Ltd. 138, Ansal Chamber-II, Bikaji Cama Palce, New Delhi - 110 066. | Sri Maruti Wind Park Developers | 1.5 | 1 x 1500 | Gut No. 64 of village Salekiri, Tal. Jath, Dist. Sangli. | 2013-04-03 | 1.5 | Sangli | Vaspeth
112 | M/s Renew Wind Energy (Shivpur) Pvt. Ltd. 138, Ansal Chamber-II, Bikaji Cama Palce, New Delhi - 110 066. | Sri Maruti Wind Park Developers | 1.5 | 1 x 1500 | Gut No. 35 of village Salekiri, Tal. Jath, Dist. Sangli. | 2013-04-03 | 1.5 | Sangli | Vaspeth
113 | M/s Renew Wind Energy (Shivpur) Pvt. Ltd. 138, Ansal Chamber-II, Bikaji Cama Palce, New Delhi - 110 066. | Sri Maruti Wind Park Developers | 1.5 | 1 x 1500 | Gut No. 72 of village Shedyal, Tal. Jath, Dist. Sangli. | 2013-04-03 | 1.5 | Sangli | Vaspeth
114 | M/s Renew Wind Energy (Shivpur) Pvt. Ltd. 138, Ansal Chamber-II, Bikaji Cama Palce, New Delhi - 110 066. | Sri Maruti Wind Park Developers | 1.5 | 1 x 1500 | Gut No. 237/1 of Shedyal, Tal. Jath, Dist. Sangli. | 2013-06-26 | 1.5 | Sangli | Vaspeth
115 | M/s Renew Wind Energy (Shivpur) Pvt. Ltd. 138, Ansal Chamber-II, Bikaji Cama Palce, New Delhi - 110 066. | Sri Maruti Wind Park Developers | 1.5 | 1 x 1500 | Gut No. 510 of village Valsang, Tal. Jath, Dist. Sangli. | 2013-04-03 | 1.5 | Sangli | Vaspeth
116 | M/s Renew Wind Energy (Shivpur) Pvt. Ltd. 138, Ansal Chamber-II, Bikaji Cama Palce, New Delhi - 110 066. | Sri Maruti Wind Park Developers | 1.5 | 1 x 1500 | Gut No. 142 of village Shedyal, Tal. Jath, Dist. Sangli. | 2013-04-03 | 1.5 | Sangli | Vaspeth
117 | M/s Renew Wind Energy (Rajasthan) Pvt. Ltd. Tower 4A, DLF Corporate Park, Near Guru, Dronacharya Metro Station, M.G. Road, Gurgaon Haryana. | Aditya Engineers | 3 | 2 x 1500 | Gut No. 138 of village Bhud, Gut No. 265 of village Benapur, Gut No. 409/B, 740 of village Balwadi, Tal. Khanapur, Dist. Sangli | 2013-08-16 | 3 | Sangli | Bhud
|  |  | 1.5 | 1 x 1500 | Gut No. 963 of village Bhud, Gut No. 302 of village Benapur, Tal. Khanapur, Dist. Sangli. | 2014-01-22 | 1.5
|  |  | 3 | 2 x 1500 | Gut No. 933, 1311 of village Balawadi (Kha.), Tal. Khanapur, Dist. Sangli | 2014-01-30 | 1.5
[6 empty] | 2014-03-21 | 1.5
118 | M/s Panama Wind Energy Pvt. Ltd. Plot No. 36, Somawar Peth, Pune - 411 011. | Panama Wind Energy | 38.4 | 24 x 1600 | Gut No. 32 of village Chafer, Gut No. 231 of village Taliye, Gut No. 39 of village Bahe, Gut No. 26/1, 26/2, 27/5, 27/6, 27/7, 29/1, 43, 63 of village Panchgani, Gut No. 3, 5, 6, 8, 11, 12, 13, 30, 31, 32, 33, 34 of village Gavaliwada, Gut No. 388 of vill | 2013-04-22 | 8 | Satara | Palshi
[6 empty] | 2013-05-28 | 14.4
[6 empty] | 2013-06-13 | 6.4
[6 empty] | 2013-07-07 | 3.2
[6 empty] | 2014-01-01 | 6.4
|  |  | 1.6 | 1 x 1600 | Gut No. 63 of village Panchgani, Tal. Patan, Dist. Satara | 2013-10-26 | 1.6
119 | M/s Ratnagiri Wind Power Projects Pvt. Ltd. JJ Arcade, Final Polt No. 480, TPS.1, Sanivarpet, Near Pankaj Hotel, NH-4, Karad - 415 110. | Ratnagiri Wind Power | 11.2 | 7 x 1600 | Gut No. 81/1, 81/2 of village Shindewadi, Gut No. 8/25, 8/1A of village Dhajgaon, Gut No. 2744, 3227 of village Natoshi, Tal. Patan, Dist. Satara. | 2013-06-01 | 8 | Satara | Palshi
[6 empty] | 2013-06-13 | 3.2
120 | M/s Ratnagiri Wind Power Projects Pvt. Ltd. JJ Arcade, Final Polt No. 480, TPS.1, Sanivarpet, Near Pankaj Hotel, NH-4, Karad - 415 110. | Ratnagiri Wind Power | 9.6 | 6 x 1600 | Gut No. 5/53 of village Dhajgaon, Gut No. 63 of village Dawari, Gut No. 82/1 of village Shindewadi, Gut No. 122 of village Palshi, Gut No. 2876 of village Natoshi, Tal. Patan, Dist. Satara. | 2013-06-01 | 3.2 | Satara | Palshi
[6 empty] | 2013-06-13 | 4.8
[5 empty] | Gut No. 514 of village Dawari, Tal. Patan, Dist. Satara | 2013-07-20 | 1.6
121 | M/s Renew Wind Energy (Shivpur) Pvt. Ltd. 138, Ansal Chamber-II, Bikaji Cama Palce, New Delhi - 110 066. | Sri Maruti Wind Park Developers | 1.5 | 1 x 1500 | Gut No. 387 of village Valsang, Tal. Jath, Dist. Sangli. | 2013-08-01 | 1.5 | Sangli | Vaspeth
122 | M/s Renew Wind Energy (Shivpur) Pvt. Ltd. 138, Ansal Chamber-II, Bikaji Cama Palce, New Delhi - 110 066. | Sri Maruti Wind Park Developers | 1.5 | 1 x 1500 | Gut No. 397 of village Shedyal, Tal. Jath, Dist. Sangli. | 2013-06-26 | 1.5 | Sangli | Vaspeth
123 | M/s Renew Wind Energy (Shivpur) Pvt. Ltd. 138, Ansal Chamber-II, Bikaji Cama Palce, New Delhi - 110 066. | Sri Maruti Wind Park Developers | 1.5 | 1 x 1500 | Gut No. 105 of village Shedyal, Tal. Jath, Dist. Sangli. | 2013-08-29 | 1.5 | Sangli | Vaspeth
124 | M/s Renew Wind Energy (Shivpur) Pvt. Ltd. 138, Ansal Chamber-II, Bikaji Cama Palce, New Delhi - 110 066. | Sri Maruti Wind Park Developers | 1.5 | 1 x 1500 | Gut No. 26 of village Valsang, Tal. Jath, Dist. Sangli. | 2013-06-26 | 1.5 | Sangli | Vaspeth
125 | M/s Renew Wind Energy (Jath) Pvt. Ltd. Flat No. S-2, Gobind Bhawan, Gali No. 4A, Tulsi Dass Street, Ansari Road, Darya Ganj, Delhi - 110 002. | Sri Maruti Wind Park Developers | 2 | 1 x 2000 | Gut No. 44 of village Valsang, Tal. Jath, Dist. Sangli. | 2013-07-19 | 2 | Sangli | Vaspeth
126 | M/s Renew Wind Energy (Shivpur) Pvt. Ltd. 138, Ansal Chamber-II, Bikaji Cama Palce, New Delhi - 110 066. | Sri Maruti Wind Park Developers | 1.5 | 1 x 1500 | Gut No. 58 of village Salekiri, Tal. Jath, Dist. Sangli. | 2013-08-01 | 1.5 | Sangli | Vaspeth
127 | M/s Renew Wind Energy (Shivpur) Pvt. Ltd. 138, Ansal Chamber-II, Bikaji Cama Palce, New Delhi - 110 066. | Sri Maruti Wind Park Developers | 1.5 | 1 x 1500 | Gut No. 388 of village Valsang, Tal. Jath, Dist. Sangli. | 2013-07-19 | 1.5 | Sangli | Vaspeth
128 | M/s Renew Wind Energy (Shivpur) Pvt. Ltd. 138, Ansal Chamber-II, Bikaji Cama Palce, New Delhi - 110 066. | Sri Maruti Wind Park Developers | 1.5 | 1 x 1500 | Gut No. 698 of village Valsang, Tal. Jath, Dist. Sangli. | 2013-06-26 | 1.5 | Sangli | Vaspeth
129 | M/s Renew Wind Energy (Shivpur) Pvt. Ltd. 138, Ansal Chamber-II, Bikaji Cama Palce, New Delhi - 110 066. | Sri Maruti Wind Park Developers | 1.5 | 1 x 1500 | Gut No. 463, 486 of village Valsang, Tal. Jath, Dist. Sangli. | 2013-08-21 | 1.5 | Sangli | Vaspeth
130 | M/s Renew Wind Energy (Shivpur) Pvt. Ltd. 138, Ansal Chamber-II, Bikaji Cama Palce, New Delhi - 110 066. | Sri Maruti Wind Park Developers | 1.5 | 1 x 1500 | Gut No. 450 of village Shedyal, Tal. Jath, Dist. Sangli. | 2013-06-26 | 1.5 | Sangli | Vaspeth
131 | M/s Renew Wind Energy (Shivpur) Pvt. Ltd. 138, Ansal Chamber-II, Bikaji Cama Palce, New Delhi - 110 066. | Sri Maruti Wind Park Developers | 1.5 | 1 x 1500 | Gut No. 394 of village Salekiri, Tal. Jath, Dist. Sangli. | 2013-06-26 | 1.5 | Sangli | Vaspeth
132 | M/s Indan Energy Pvt. Ltd. No. 5/82, Blue Beach Road, Neelankarai, Chennai - 600 041. | Sri Maruti Wind Park Developers | 0.85 | 1 x 850 | Gut No. 203 of village Altur, Tal. Shahuwadi, Dist. Kolhapur. | 2013-04-15 | 0.85 | Kolhapur | Bhendawade
133 | M/s Priyadarshini Polysacks Ltd. F-41, 1st Floor, Trade Center, Station Road, Kolhapur - 416 001. | Sri Maruti Wind Park Developers | 4.5 | 3 x 1500 | Forest Comp. No. 134 & Gut No. 381/A/1 of village Devikhindi, Tal. Khanapur, Dist. Sangli. | 2013-09-18 | 1.5 | Sangli | Bhud
| M/s Pristine Industries Ltd. F-43, 1st Floor, Trade Centre, Station Road, Kolhapur - 416 001. |  |  |  |  | 2013-09-18 | 1.5
| M/s Pertinent Infra & Energy Ltd. F-40, 1st Floor, Trade Centre, Station Road, Kolhapur - 416 001. |  |  |  |  | 2013-09-17 | 1.5
134 | M/s Renew Wind Energy (Shivpur) Pvt. Ltd. 138, Ansal Chamber-II, Bikaji Cama Palce, New Delhi - 110 066. | Sri Maruti Wind Park Developers | 1.5 | 1 x 1500 | Gut No. 355 of village Shedyal, Tal. Jath, Dist. Sangli. | 2013-08-29 | 1.5 | Sangli | Vaspeth
135 | M/s Renew Wind Energy (Shivpur) Pvt. Ltd. 138, Ansal Chamber-II, Bikaji Cama Palce, New Delhi - 110 066. | Sri Maruti Wind Park Developers | 1.5 | 1 x 1500 | Gut No. 383, 384 of villageValsang, Tal. Jath, Dist. Sangli. | 2013-06-26 | 1.5 | Sangli | Vaspeth
136 | M/s Renew Wind Energy (Rajkot) Pvt. Ltd. Z-8, Basement, Hauz Khas, New Delhi - 110 016. | Sri Maruti Wind Park Developers | 1.5 | 1 x 1500 | Gut No. 273/1, 274/1 of village Kolgiri, Tal. Jath, Dist. Sangli. | 2013-07-03 | 1.5 | Sangli | Vaspeth
137 | M/s Renew Wind Energy (Shivpur) Pvt. Ltd. 138, Ansal Chamber-II, Bikaji Cama Palce, New Delhi - 110 066. | Sri Maruti Wind Park Developers | 1.5 | 1 x 1500 | Gut No. 440 of village Valsang, Tal. Jath, Dist. Sangli. | 2013-06-26 | 1.5 | Sangli | Vaspeth
138 | M/s Renew Wind Energy Delhi Pvt. Ltd. Z-8, Basement, Hauz Khas, New Delhi - 110 016. | Acorn Properties | 4 | 2 x 2000 | Gut No. 492 of village Jamb, Tal. Khatav, Dist. Satara. | 2013-06-21 | 4 | Satara | Ambheri
139 | M/s Reliance Clean Power Pvt. Ltd. H Block, 1st Floor, Dhirubhai Ambani Knowledge City, Thane Belapur Road, Koparkhairane, New Mumbai - 400 170 | Sri Maruti Wind Park Developers | 2.5 | 1 x 2500 | Gut No. 43 of village Shedyal, Tal. Jath, Dist. Sangli. | 2013-06-18 | 2.5 | Sangli | Vaspeth
140 | M/s Renew Wind Energy Delhi Pvt. Ltd. Z-8, Basement, Hauz Khas, New Delhi - 110 016. | Acorn Properties | 8 | 4 x 2000 | Gut No. 313, 314 & 492 of village Jamb, Tal. Khatav, Dist. Satara. | 2013-06-21 | 8 | Satara | Ambheri
141 | M/s SJVN Ltd. HIMFED Building, New Shimla, Himachal Pradesh-171 009. | K. P. Power | 0.85 | 1 x 850 | Gut No. 303 of village Khirvire, Tal. Akole, Dist. Ahmednagar. | 2014-01-20 | 0.85 | Ahmednagar | Panchapatta
142 | M/s SJVN Ltd. HIMFED Building, New Shimla, Himachal Pradesh-171 009. | K. P. Power | 0.85 | 1 x 850 | Gut No. 261 of village Kombhalne, Tal. Akole, Dist. Ahmednagar. | 2014-01-20 | 0.85 | Ahmednagar | Panchapatta
143 | M/s SJVN Ltd. HIMFED Building, New Shimla, Himachal Pradesh-171 009. | K. P. Power | 0.85 | 1 x 850 | Gut No. 283 of Kombhalne, Tal. Akole, Dist. Ahmednagar. | 2014-01-20 | 0.85 | Ahmednagar | Panchapatta
144 | M/s SJVN Ltd. HIMFED Building, New Shimla, Himachal Pradesh-171 009. | K. P. Power | 0.85 | 1 x 850 | Gut No. 294 of village Kombhalne, Tal. Akole, Dist. Ahmednagar. | 2014-01-20 | 0.85 | Ahmednagar | Panchapatta
145 | M/s SJVN Ltd. HIMFED Building, New Shimla, Himachal Pradesh-171 009. | K. P. Power | 0.85 | 1 x 850 | Gut No. 186 of village Kombhalne, Tal. Akole, Dist. Ahmednagar. | 2014-01-20 | 0.85 | Ahmednagar | Panchapatta
146 | M/s SJVN Ltd. HIMFED Building, New Shimla, Himachal Pradesh-171 009. | K. P. Power | 0.85 | 1 x 850 | Gut No. 341 of village Kombhalne, Tal. Akole, Dist. Ahmednagar. | 2014-01-20 | 0.85 | Ahmednagar | Panchapatta
147 | M/s SJVN Ltd. HIMFED Building, New Shimla, Himachal Pradesh-171 009. | K. P. Power | 0.85 | 1 x 850 | Gut No. 290 of village Kombhalne, Tal. Akole, Dist. Ahmednagar. | 2014-01-20 | 0.85 | Ahmednagar | Panchapatta
148 | M/s SJVN Ltd. HIMFED Building, New Shimla, Himachal Pradesh-171 009. | K. P. Power | 0.85 | 1 x 850 | Gut No. 209 of village Kombhalne, Tal. Akole, Dist. Ahmednagar. | 2014-01-20 | 0.85 | Ahmednagar | Panchapatta
149 | M/s SJVN Ltd. HIMFED Building, New Shimla, Himachal Pradesh-171 009. | K. P. Power | 0.85 | 1 x 850 | Gut No. 219 of village Kombhalne, Tal. Akole, Dist. Ahmednagar. | 2014-01-20 | 0.85 | Ahmednagar | Panchapatta
150 | M/s Siporex India Pvt. Ltd. 72-76, Industrial Estate, Mundhwa, Pune-411 036. | Shriram epc | 0.5 | 2 x 250 | Gut No. 297 of village Benapur, Tal. Khanapur, Dist. Sangli. | 2013-10-31 | 0.5 | Sangli | Bhud
151 | M/s Inox Renewables Ltd. Sr. No. 1837 & 1834 at Moje Jetalpur, ABS Tower, 2nd Floor, Old Padra Road, Vadodara-390 007. Gujarat | TS Wind Power Dvelopers | 2 | 1 x 2000 | Gut No. 223 of village Karungale, Tal. Shahuwadi, Dist. Kolhapur | 2014-03-30 | 2 | Kolhapur | Bhendwade
152 | M/s Renew Wind Energy (Shivpur) Pvt. Ltd. 138, Ansal Chamber-II, Bikaji Cama Place, New Delhi-110 066. | Sri Maruti Wind Park Developers | 1.5 | 1 x 1500 | Gut No. 424 of village Shedyal, Tal. Jath, Dist. Sangli. | 2013-08-21 | 1.5 | Sangli | Vaspeth
153 | M/s Renew Wind Energy (Shivpur) Pvt. Ltd. 138, Ansal Chamber-II, Bikaji Cama Place, New Delhi-110 066. | Sri Maruti Wind Park Developers | 1.5 | 1 x 1500 | Gut No. 108 of village Salekiri, Tal. Jath, Dist. Sangli. | 2013-08-21 | 1.5 | Sangli | Vaspeth
154 | M/s Panama Wind Energy Pvt. Ltd. Plot No. 36, Somawar Peth, Pune - 411 011. | Panama Wind Energy | 6.4 | 4 x 1600 | Gut No. 34 of village Gavaliwada, Gut No. 310 of village Maneri, Gut No. 158, 157 of village Lendori, Tal. Patan, Dist. Satara. | 2013-07-02 | 4.8 | Satara | Palshi
[6 empty] | 2014-02-13 | 1.6
155 | M/s CLP Wind Farms India Pvt. Ltd. Plot No. D-1, 3rd Floor, Salcon Ras Vilas, District Centre, Saket, New Delhi-110 017. | Sri Maruti Wind Park Developers | 2 | 1 x 2000 | Gut No. 58 of village Untawadi, Tal. Jath, Dist. Sangli. | 2014-03-26 | 2 | Sangli | Vaspeth
156 | M/s NSL Wind Power Company (Satara) Pvt. Ltd. NSL Icon, 4th floor, #8-2-684/2/A, Road No. 12, Banjara Hills, Hyderabad - 500 034. | Sri Maruti Wind Park Developers | 1.5 | 1 x 1500 | Gut No. 1571, 1572 of village Virali, Tal. Maan, Dist. Satara. | 2014-01-20 | 1.5 | Satara | Agaswadi
157 | M/s NSL Wind Power Company (Satara) Pvt. Ltd. NSL Icon, 4th floor, #8-2-684/2/A, Road No. 12, Banjara Hills, Hyderabad - 500 034. | Sri Maruti Wind Park Developers | 1.5 | 1 x 1500 | Gut No. 35 of village Pukalewadi, Tal. Maan, Dist. Satara. | 2014-03-31 | 1.5 | Satara | Agaswadi
158 | M/s ITC Ltd. Virginia House 37, JL Nehru Road, Kolkata - 700 071. | Sri Maruti Wind Park Developers | 6 | 4 x 1500 | Forest Comp. No. 134 & Gut No. 381/A/1 of village Devikhindi, Tal. Khanapur, Dist. Sangli. | 2013-08-19 | 6 | Sangli | Bhud
159 | M/s NSL Wind Power Company (Satara) Pvt. Ltd. NSL Icon, 4th floor, #8-2-684/2/A, Road No. 12, Banjara Hills, Hyderabad - 500 034. | Sri Maruti Wind Park Developers | 1.5 | 1 x 1500 | Gut No. 28 of village Pukalewadi, Tal. Maan, Dist. Satara | 2014-03-31 | 1.5 | Satara | Agaswadi
160 | M/s CLP Wind Farms India Pvt. Ltd. Plot No. D-1, 3rd Floor, Salcon Ras Vilas, District Centre, Saket, New Delhi-110 017. | Sri Maruti Wind Park Developers | 2 | 1 x 2000 | Gut No. 34/3 of village Devnal, Tal. Jath, Dist. Sangli. | 2014-03-30 | 2 | Sangli | Vaspeth
161 | M/s CLP Wind Farms India Pvt. Ltd. Plot No. D-1, 3rd Floor, Salcon Ras Vilas, District Centre, Saket, New Delhi-110 017. | Sri Maruti Wind Park Developers | 2 | 1 x 2000 | Gut No. 67/1, 67/2/2 of village Untawadi, Tal. Jath, Dist. Sangli. | 2014-03-26 | 2 | Sangli | Vaspeth
162 | M/s CLP Wind Farms India Pvt. Ltd. Plot No. D-1, 3rd Floor, Salcon Ras Vilas, District Centre, Saket, New Delhi-110 017. | Sri Maruti Wind Park Developers | 2 | 1 x 2000 | Gut No. 61 of village Untawadi, Tal. Jath, Dist. Sangli. | 2014-03-26 | 2 | Sangli | Vaspeth
163 | M/s NSL Wind Power Company (Satara) Pvt. Ltd. NSL Icon, 4th floor, #8-2-684/2/A, Road No. 12, Banjara Hills, Hyderabad - 500 034. | Sri Maruti Wind Park Developers | 1.5 | 1 x 1500 | Gut No. 605 of village Chilarwadi, Tal. Maan, Dist. Satara. | 2014-03-31 | 1.5 | Satara | Agaswadi
164 | M/s Shiny Green Energy Pvt. Ltd. 24, Appachi Nagar Main Road, Tirupur - 641 607 | Sri Maruti Wind Park Developers | 1.7 | 2 x 850 | Gut No. 257 of village Kotoli, Tal. Shahuwadi, Dist. Kolhapur. | 2013-07-03 | 1.7 | Kolhapur | Bhendawade
165 | M/s NSL Wind Power Company (Satara) Pvt. Ltd. NSL Icon, 4th floor, #8-2-684/2/A, Road No. 12, Banjara Hills, Hyderabad - 500 034. | Sri Maruti Wind Park Developers | 1.5 | 1 x 1500 | Gut No. 12 of village Pukalewadi, Tal. Maan, Dist. Satara. | 2014-03-31 | 1.5 | Satara | Agaswadi
166 | M/s NSL Wind Power Company (Satara) Pvt. Ltd. NSL Icon, 4th floor, #8-2-684/2/A, Road No. 12, Banjara Hills, Hyderabad - 500 034. | Sri Maruti Wind Park Developers | 1.5 | 1 x 1500 | Gut No. 1575 of village Virali, Tal. Maan, Dist. Satara. | 2014-01-20 | 1.5 | Satara | Aagaswadi
167 | M/s NSL Wind Power Company (Satara) Pvt. Ltd. NSL Icon, 4th floor, #8-2-684/2/A, Road No. 12, Banjara Hills, Hyderabad - 500 034. | Sri Maruti Wind Park Developers | 1.5 | 1 x 1500 | Gut No. 50 of village Pukalewadi, Tal. Maan, Dist. Satara. | 2014-03-31 | 1.5 | Satara | Agaswadi
168 | M/s NSL Wind Power Company (Satara) Pvt. Ltd. NSL Icon, 4th floor, #8-2-684/2/A, Road No. 12, Banjara Hills, Hyderabad - 500 034. | Sri Maruti Wind Park Developers | 1.5 | 1 x 1500 | Gut No. 1568 of village Virali, Tal. Maan, Dist. Satara. | 2014-01-20 | 1.5 | Satara | Aagaswadi
169 | M/s Renew Wind Energy (Shivpur) Pvt. Ltd. 138, Ansal Chamber-II, Bikaji Cama Place, New Delhi-110 066. | Sri Maruti Wind Park Developers | 1.5 | 1 x 1500 | Gut No. 689 of village Valsang, Tal. Jath, Dist. Sangli. | 2013-08-21 | 1.5 | Sangli | Vaspeth
170 | M/s Renew Wind Energy (Shivpur) Pvt. Ltd. 138, Ansal Chamber-II, Bikaji Cama Place, New Delhi-110 066. | Sri Maruti Wind Park Developers | 1.5 | 1 x 1500 | Gut No. 700/1 of village Valsang, Tal. Jath, Dist. Sangli. | 2013-08-21 | 1.5 | Sangli | Vaspeth
171 | M/s CLP Wind Farms India Pvt. Ltd. Plot No. D-1, 3rd Floor, Salcon Ras Vilas, District Centre, Saket, New Delhi-110 017. | Sri Maruti Wind Park Developers | 2 | 1 x 2000 | Gut No. 133/2A of village Jath, Tal. Jath, Dist. Sangli. | 2014-03-30 | 2 | Sangli | Vaspeth
172 | M/s CLP Wind Farms India Pvt. Ltd. Plot No. D-1, 3rd Floor, Salcon Ras Vilas, District Centre, Saket, New Delhi-110 017. | Sri Maruti Wind Park Developers | 2 | 1 x 2000 | Gut No. 125/2 of village Jath, Tal. Jath, Dist. Sangli. | 2014-03-30 | 2 | Sangli | Vaspeth
173 | M/s CLP Wind Farms India Pvt. Ltd. Plot No. D-1, 3rd Floor, Salcon Ras Vilas, District Centre, Saket, New Delhi-110 017. | Sri Maruti Wind Park Developers | 2 | 1 x 2000 | Gut No. 88/4 of village Untawadi, Tal. Jath, Dist. Sangli. | 2014-03-30 | 2 | Sangli | Vaspeth
174 | M/s CLP Wind Farms India Pvt. Ltd. Plot No. D-1, 3rd Floor, Salcon Ras Vilas, District Centre, Saket, New Delhi-110 017. | Sri Maruti Wind Park Developers | 4 | 2 x 2000 | Gut No. 138, 215 of village Jath, Tal. Jath, Dist. Sangli. | 2014-03-30 | 4 | Sangli | Vaspeth
175 | M/s Indo Rama Renewables Jath Ltd. 20th Floor, DLF square, DLF-Phase-2, NH-8, Gurgaon 122 002, Haryana. | Sri Maruti Wind Park Developers | 2 | 1 x 2000 | Gut No. 331 of village Valsang, Tal. Jath, Dist. Sangli. | 2013-07-24 | 2 | Sangli | Vaspeth
176 | M/s Renew Wind Energy (Jath) Pvt. Ltd. Flat No. S-2, Gobind Bhawan, Gali No. 4A, Tulsi Dass Street, Ansari Road, Darya Ganj, Delhi-110 002. | Sri Maruti Wind Park Developers | 2 | 1 x 2000 | Gut No. 267/2 of village Jath, Tal. Jath, Dist. Sangli. | 2013-07-24 | 2 | Sangli | Vaspeth
177 | M/s CLP Wind Farms India Pvt. Ltd. Plot No. D-1, 3rd Floor, Salcon Ras Vilas, District Centre, Saket, New Delhi-110 017. | Sri Maruti Wind Park Developers | 2 | 1 x 2000 | Gut No. 120/1/3, 120/1/4 of village Jath, Tal. Jath, Dist. Sangli. | 2014-03-30 | 2 | Sangli | Vaspeth
178 | M/s Indo Rama Renewables Jath Ltd. 20th Floor, DLF square, DLF-Phase-2, NH-8, Gurgaon 122 002, Haryana. | Sri Maruti Wind Park Developers | 2 | 1 x 2000 | Gut No. 21 of village Mendhegiri, Tal. Jath, Dist. Sangli. | 2013-07-24 | 2 | Sangli | Mendhegiri
179 | M/s Ratnagir Wind Power Projects Pvt. Ltd. JJ Arcade, Final Polt No. 480, TPS. 1, Sanivarpet, Near Pankaj Hotel, NH-4, Karad-415 110 | Greenmint Power | 11.2 | 7 x 1600 | Gut No. 54 of village Dawari, Gut No. 32/2, 33/1 of village Sonawade, Gut No. 194/2, 201/8, 208 of village Ambrag, Tal. Patan, Dist. Satara. | 2013-07-20 | 11.2 | Satara | Palshi
|  |  | 4.8 | 3 x 1600 | Gut No. 518 of village Dawari, Gut No. 32/5 of village Sonawade, Gut No. 187/1 of village Ambrag, Tal. Patan, Dist. Satara. | 2013-07-30 | 4.8
180 | M/s Renew Wind Energy (Devgarh) Pvt. Ltd. 138, Ansal Chamber-II, Bikaji Cama Place, New Delhi - 110 066. | Sri Maruti Wind Park Developers | 1.5 | 1 x 1500 | Gut No. 181 of village Nigadi Khurd, Tal. Jath, Dist. Sangli. | 2014-03-30 | 1.5 | Sangli | Vaspeth
181 | M/s Renew Wind Energy (Devgarh) Pvt. Ltd. 138, Ansal Chamber-II, Bikaji Cama Place, New Delhi - 110 066. | Sri Maruti Wind Park Developers | 1.5 | 1 x 1500 | Gut No. 700/4 of village Nigadi Khurd, Tal. Jath, Dist. Sangli. | 2014-03-05 | 1.5 | Sangli | Vaspeth
182 | M/s Renew Wind Energy (Devgarh) Pvt. Ltd. 138, Ansal Chamber-II, Bikaji Cama Place, New Delhi - 110 066. | Sri Maruti Wind Park Developers | 1.5 | 1 x 1500 | Gut No. 385 of village Karajangi, Tal. Jath, Dist. Sangli. | 2014-03-30 | 1.5 | Sangli | Vaspeth
183 | M/s Renew Wind Energy (Devgarh) Pvt. Ltd. 138, Ansal Chamber-II, Bikaji Cama Place, New Delhi - 110 066. | Sri Maruti Wind Park Developers | 1.5 | 1 x 1500 | Gut No. 2 of village Nigadi Khurd, Tal. Jath, Dist. Sangli. | 2014-03-30 | 1.5 | Sangli | Vaspeth
184 | M/s Renew Wind Energy (Rajkot) Pvt. Ltd. Z-8, Basement, Hauz Khas, New Delhi - 110 016. | Sri Maruti Wind Park Developers | 1.5 | 1 x 1500 | Gut No. 76 of village Kolgiri, Tal. Jath, Dist. Sangli. | 2013-08-06 | 1.5 | Sangli | Vaspeth
185 | M/s Renew Wind Energy (Devgarh) Pvt. Ltd. 138, Ansal Chamber-II, Bikaji Cama Place, New Delhi - 110 066. | Sri Maruti Wind Park Developers | 1.5 | 1 x 1500 | Gut No. 93 of village Nigadi Khurd, Tal. Jath, Dist. Sangli. | 2014-03-31 | 1.5 | Sangli | Vaspeth
186 | M/s Renew Wind Energy (Devgarh) Pvt. Ltd. 138, Ansal Chamber-II, Bikaji Cama Place, New Delhi - 110 066. | Sri Maruti Wind Park Developers | 1.5 | 1 x 1500 | Gut No. 376/A of village Karajangi, Tal. Jath, Dist. Sangli. | 2014-03-31 | 1.5 | Sangli | Vaspeth
187 | M/s Renew Wind Energy (Devgarh) Pvt. Ltd. 138, Ansal Chamber-II, Bikaji Cama Place, New Delhi - 110 066. | Sri Maruti Wind Park Developers | 1.5 | 1 x 1500 | Gut No. 700/3, 704 of village Nigadi Khurd, Tal. Jath, Dist. Sangli. | 2014-03-31 | 1.5 | Sangli | Vaspeth
188 | M/s Renew Wind Energy (Shivpur) Pvt. Ltd. 138, Ansal Chamber-II, Bikaji Cama Place, New Delhi-110 066. | Sri Maruti Wind Park Developers | 1.5 | 1 x 1500 | Gut No. 525 of village Valsang, Tal. Jath, Dist. Sangli. | 2013-08-21 | 1.5 | Sangli | Vaspeth
189 | M/s SMP Constructions Pvt. Ltd. 156, Phase-II, GIDC Industrial Estate, Bharuch - 392 015. | Suzlon Energy Ltd. | 1.25 | 1 x 1250 | Forest Comp. No. 441 & Gut No. 17/A 1A of village Sadawaghapur, Tal. Patan, Dist. Satara. | 2013-08-19 | 1.25 | Satara | Sadawaghapur
190 | M/s Gadre Marine Export Pvt. Ltd. Plot No. FP-1, MIDC, Mirijole Block, Ratnagiri - 451 639. | Suzlon Energy Ltd. | 1.25 | 1 x 1250 | Forest Comp. No. 439 & Gut No. 7 of village Sadawaghapur, Tal. Patan, Dist. Satara | 2013-10-15 | 1.25 | Satara | Sadawaghapur
191 | M/s Bhilwara Energy Ltd. Bhilwara Bhavan, 40-41, Community Centre, New Friends Colony, New Delhi - 100 025. | TS Wind Power Dvelopers | 2 | 1 x 2000 | Gut No. 218 of village Karungale, Tal. Shahuwadi, Dist. Kolhapur. | 2014-03-30 | 2 | Kolhapur | Bhendawade
192 | M/s Giriraj Enterprises Malpani House, I.G. Raod, Sangamner-422 605, Dist. Ahmednagar | TS Wind Power Dvelopers | 2 | 1 x 2000 | Gut No. 219 of village Kotoli, Tal. Shahuwadi, Dist. Kolhapur. | 2014-03-30 | 2 | Kolhapur | Bhendwade
193 | M/s Inox Renewables Ltd. Sr. No. 1837 & 1834 at Moje Jetalpur, ABS Tower, 2nd Floor, Old Padra Road, Vadodara-390 007. Gujarat | TS Wind Power Dvelopers | 2 | 1 x 2000 | Gut No. 212 of village Karungale, Tal. Shahuwadi, Dist. Kolhapur | 2014-03-30 | 2 | Kolhapur | Bhendwade
194 | M/s Renew Wind Energy (Shivpur) Pvt. Ltd. 138, Ansal Chamber-II, Bikaji Cama Place, New Delhi-110 066. | Sri Maruti Wind Park Developers | 1.5 | 1 x 1500 | Gut No. 92/1A of vilalge Shedyal, Tal. Jath, Dist. Sangli. | 2013-08-30 | 1.5 | Sangli | Vaspeth
195 | M/s Renew Wind Energy (Shivpur) Pvt. Ltd. 138, Ansal Chambers-II, Bikaji Cama Place, New Delhi - 110 006. | Sri Maruti Wind Park Developers | 1.5 | 1 x 1500 | Gut No. 21/2 of village Valsang, Tal. Jath, Dist. Sangli. | 2013-08-30 | 1.5 | Sangli | Vaspeth
196 | M/s SJVN Ltd. HIMFED Building, New Shimla, Himachal Pradesh - 171 009. | K. P. Power | 0.85 | 1 x 850 | Gut No. 203 of village Khirvire, Tal. Akole, Dist. Ahmednagar. | 2014-01-20 | 0.85 | Ahmednagar | Panchapatta
197 | M/s SJVN Ltd. HIMIFED Building, New Shimla, Himachal Pradesh-171 009. | K. P. Power | 0.85 | 1 x 850 | Gut No. 125/3 of village Khirvire, Tal. Akole, Dist. Ahmednagar. | 2014-03-30 | 0.85 | Ahmednagar | Panchapatta
198 | M/s SJVN Ltd. HIMFED Building, New Shimla, Himachal Pradesh - 171 009. | K. P. Power | 0.85 | 1 x 850 | Gut No. 165/1 of village Khirvire, Tal. Akole, Dist. Ahmednagar. | 2014-01-20 | 0.85 | Ahmednagar | Panchapatta
199 | M/s SJVN Ltd. HIMFED Building, New Shimla, Himachal Pradesh - 171 009. | K. P. Power | 0.85 | 1 x 850 | Gut No. 128/1 of village Khirvire, Tal. Akole, Dist. Ahmednagar. | 2014-01-20 | 0.85 | Ahmednagar | Panchapatta
200 | M/s SJVN Ltd. HIMFED Building, New Shimla, Himachal Pradesh - 171 009. | K. P. Power | 0.85 | 1 x 850 | Gut No. 205 of village Kombhalne, Tal. Akole, Dist. Ahmednagar. | 2014-01-20 | 0.85 | Ahmednagar | Panchapatta
201 | M/s SJVN Ltd. HIMFED Building, New Shimla, Himachal Pradesh - 171 009. | K. P. Power | 1.7 | 2 x 850 | Gut No. 304 of village Kombhalne, Tal. Akole, Dist. Ahmednagr. | 2014-01-20 | 1.7 | Ahmednagar | Panchapatta
202 | M/s SJVN Ltd. HIMFED Building, New Shimla, Himachal Pradesh - 171 009. | K. P. Power | 0.85 | 1 x 850 | Gut No. 567 of village Kombhalne, Tal. Akole, Dist. Ahmednagar. | 2014-01-20 | 0.85 | Ahmednagar | Panchapatta
203 | M/s SJVN Ltd. HIMFED Building, New Shimla, Himachal Pradesh - 171 009. | K. P. Power | 0.85 | 1 x 850 | Gut No. 188 of village Khirvire, Tal. Akole, Dist. Ahmednagar. | 2014-02-20 | 0.85 | Ahmednagar | Panchapatta
204 | M/s SJVN Ltd. HIMFED Building, New Shimla, Himachal Pradesh - 171 009. | K. P. Power | 0.85 | 1 x 850 | Gut No. 173/2 of village Khirvire, Tal. Akole, Dist. Ahmednagar. | 2014-01-20 | 0.85 | Ahmednagar | Panchapatta
205 | M/s SJVN Ltd. HIMFED Building, New Shimla, Himachal Pradesh - 171 009. | K. P. Power | 0.85 | 1 x 850 | Gut No. 251/2 of village Khirvire, Tal. Akole, Dist. Ahmednagar. | 2014-01-20 | 0.85 | Ahmednagar | Panchapatta
206 | M/s SJVN Ltd. HIMFED Building, New Shimla, Himachal Pradesh - 171 009. | K. P. Power | 0.85 | 1 x 850 | Gut No. 260/5 of village Khirvire, Tal. Akole, Dist. Ahmednagar. | 2014-01-20 | 0.85 | Ahmednagar | Panchapatta
207 | M/s SJVN Ltd. HIMFED Building, New Shimla, Himachal Pradesh - 171 009. | K. P. Power | 0.85 | 1 x 850 | Gut No. 250/1 of village Khirvire, Tal. Akole, Dist. Ahmednagar. | 2014-01-20 | 0.85 | Ahmednagar | Panchapatta
208 | M/s Renew Wind Energy (Varekarwadi) Pvt. Ltd. Tower 4A, DLF Corporate Park, Near Guru Dronacharya Metro Station, M.G. Road, Gurgaon, Haryana. | Renew Power Ventures | 27.3 | 13 x 2100 | Gut No. 55/AA/4, 59 of village Karkhel Khurd, Gut No. 89/A of village Aranvihira, Gut No. 122 of village Deulgaonghat and Gut No. 214/A/1 of village Gahukhel, Tal. Ashti, Dist. Beed. | 2013-09-18 | 6.3 | Beed | Gangadevi
[6 empty] | 2014-02-01 | 2.1
[6 empty] | 2014-02-01 | 2.1
[5 empty] | Gut No. 59 of village Karkhel Khurd, Gut No. 11/AA/2, 19/4 of village Arancihira, Gut No. 85/A-1 of village Deulgaonghat & Gut No. 30/A of village Gahukhel Tal. Ashti, Dist. Beed. | 2013-09-18 | 10.5
[5 empty] | Gut No. 102/AA/2 of village Deulgaonghat, Gut No. 156/A/1 of village Chinchewadi, Tal. Asthi, Dist. Beed. | 2014-02-01 | 4.2
[5 empty] | S. No. 81/AA/2 of village Shedala, Tal. Ashti, Dist. Beed | 2014-03-30 | 2.1
209 | M/s SJVN Ltd. HIMFED Building, New Shimla, Himachal Pradesh - 171 009. | K. P. Power | 0.85 | 1 x 850 | Gut No. 115 of village Khirvire, Tal. Akole, Dist. Ahmednagar. | 2014-01-20 | 0.85 | Ahmednagar | Panchapatta
211 | M/s SJVN Ltd. HIMFED Building, New Shimla, Himachal Pradesh - 171 009. | K. P. Power | 0.85 | 1 x 850 | Gut No. 832 of village Kombhalne, Tal. Akole, Dist. Ahmednagar | 2014-01-20 | 0.85 | Ahmednagar | Panchapatta
213 | M/s SJVN Ltd. HIMFED Building, New Shimla, Himachal Pradesh - 171 009. | K. P. Power | 0.85 | 1 x 850 | Gut No. 135 of village Kombhalne, Tal. Akole, Dist. Ahmednagar. | 2014-01-20 | 0.85 | Ahmednagar | Panchapatta
215 | M/s SJVN Ltd. HIMIFED Building, New Shimla, Himachal Pradesh-171 009. | K. P. Power | 0.85 | 1 x 850 | Gut No. 904 of vilallage Kombhalne, Tal. Akole, Dist. Ahmednagar. | 2014-03-30 | 0.85 | Ahmednagar | Panchapatta
217 | M/s SJVN Ltd. HIMFED Building, New Shimla, Himachal Pradesh - 171 009. | K. P. Power | 0.85 | 1 x 850 | Gut No. 833 of village Kombhalne, Tal. Akole, Dist. Ahmednagar | 2014-01-20 | 0.85 | Ahmednagar | Panchapatta
219 | M/s SJVN Ltd. HIMFED Building, New Shimla, Himachal Pradesh - 171 009. | K. P. Power | 0.85 | 1 x 850 | Gut No. 159/1 of village Khirvire, Tal. Akole, Dist. Ahmednagar. | 2014-01-20 | 0.85 | Ahmednagar | Panchapatta
221 | M/s Savita Oil Tchnologies Ltd. 66/67, Nariman Bhavan, Nariman Point, Navi Mumbai-400 021. | Sri Maruti Wind Park Developers | 1.5 | 1 x 1500 | Gut No. 1578 & 1579 of village Pimpri Budruk, Tal. Aatpadi, Dist. Sangli. | 2013-09-17 | 1.5 | Sangli | Bhud
223 | M/s Renew Wind Energy (Devgarh) Pvt. Ltd. 138, Ansal Chamber-II, Bikaji Cama Place, New Delhi - 110 066. | Sri Maruti Wind Park Developers | 1.5 | 1 x 1500 | Gut No. 700/2 of village Nigadi Khurd, Tal. Jath, Dist. Sangli. | 2014-03-05 | 1.5 | Sangli | Vaspeth
225 | M/s Renew Wind Energy (Devgarh) Pvt. Ltd. 138, Ansal Chamber-II, Bikaji Cama Place, New Delhi - 110 066. | Sri Maruti Wind Park Developers | 1.5 | 1 x 1500 | Gut No. 343 of village Karajangi, Tal. Jath, Dist. Sangli. | 2014-03-31 | 1.5 | Sangli | Vaspeth
227 | M/s Savita Oil Tchnologies Ltd. 66/67, Nariman Bhavan, Nariman Point, Navi Mumbai-400 021. | Sri Maruti Wind Park Developers | 3 | 2 x 1500 | Gut No. 1581 & 1582 of village Pimpari Budruk, Tal. Aatpadi, Dist. Sangli. | 2013-09-17 | 3 | Sangli | Bhud
229 | M/s CLP Wind Farms India Pvt. Ltd. Plot No. D-1, 3rd Floor, Salcon Ras Vilas, District Centre, Saket, New Delhi-110 017. | Sri Maruti Wind Park Developers | 2 | 1 x 2000 | Gut No. 16/2 of village Amrutwadi, Tal. Jath, Dist. Sangli. | 2014-03-30 | 2 | Sangli | Vaspeth
231 | M/s CLP Wind Farms India Pvt. Ltd. Plot No. D-1, 3rd Floor, Salcon Ras Vilas, District Centre, Saket, New Delhi-110 017. | Sri Maruti Wind Park Developers | 2 | 1 x 2000 | Gut No. 9/2B/2, 10/B of village Devnal, Tal. Jath, Dist. Sangli. | 2014-03-30 | 2 | Sangli | Vaspeth
233 | M/s Renew Wind Energy (Devgarh) Pvt. Ltd. 138, Ansal Chamber-II, Bikaji Cama Place, New Delhi - 110 066. | Sri Maruti Wind Park Developers | 1.5 | 1 x 1500 | Gut No. 355 of village Nigadi Khurd, Tal. Jath, Dist. Sangli. | 2014-03-26 | 1.5 | Sangli | Vaspeth
235 | M/s Renew Wind Energy (Devgarh) Pvt. Ltd. 138, Ansal Chamber-II, Bikaji Cama Place, New Delhi - 110 066. | Sri Maruti Wind Park Developers | 1.5 | 1 x 1500 | Gut No. 238 of village Nigadi Khurd, Tal. Jath, Dist. Sangli. | 2014-03-26 | 1.5 | Sangli | Vaspeth
237 | M/s CLP Wind Farms India Pvt. Ltd. Plot No. D-1, 3rd Floor, Salcon Ras Vilas, District Centre, Saket, New Delhi-110 017. | Sri Maruti Wind Park Developers | 2 | 1 x 2000 | Gut No. 167 of village Jath, Tal. Jath, Dist. Sangli. | 2014-03-30 | 2 | Sangli | Vaspeth
239 | M/s Renew Wind Energy (Devgarh) Pvt. Ltd. 138, Ansal Chamber-II, Bikaji Cama Place, New Delhi - 110 066. | Sri Maruti Wind Park Developers | 1.5 | 1 x 1500 | Gut No. 378 of village Nigadi Khurd, Tal. Jath, Dist. Sangli. | 2014-03-26 | 1.5 | Sangli | Vaspeth
241 | M/s Bhilwara Green Energy Ltd. Bhilwara Bhavan, 40-41, Community Centre, New Friends Colony, New Delhi - 100 065. | Sri Maruti Wind Park Developers | 1.5 | 1 x 1500 | Gut No. 2125 of village Kukudwad, Tal. Maan, Dist. Satara. | 2013-10-11 | 1.5 | Satara | Aagaswadi
243 | M/s Savita Oil Tchnologies Ltd. 66/67, Nariman Bhavan, Nariman Point, Navi Mumbai-400 021. | Sri Maruti Wind Park Developers | 1.5 | 1 x 1500 | Gut No. 1496 of village Pimpari Budruk, Tal. Aatpadi, Dist. Sangli. | 2013-09-17 | 1.5 | Sangli | Bhud
245 | M/s Bhilwara Green Energy Ltd. Bhilwara Bhavan, 40-41, Community Centre, New Friends Colony, New Delhi - 100 065. | Sri Maruti Wind Park Developers | 1.5 | 1 x 1500 | Gut No. 204 & 205 of village Pukalewadi, Tal. Maan, Dist. Satara. | 2013-09-19 | 1.5 | Satara | Aagaswadi
247 | M/s Renew Wind Energy (Devgarh) Pvt. Ltd. 138, Ansal Chamber-II, Bikaji Cama Place, New Delhi - 110 066. | Sri Maruti Wind Park Developers | 1.5 | 1 x 1500 | Gut No. 372, 373 of village Karajangi, Tal. Jath, Dist. Sangli. | 2014-03-31 | 1.5 | Sangli | Vaspeth
249 | M/s CLP Wind Farms India Pvt. Ltd. Plot No. D-1, 3rd Floor, Salcon Ras Vilas, District Centre, Saket, New Delhi-110 017. | Sri Maruti Wind Park Developers | 2 | 1 x 2000 | Gut No. 68 of village Achakanhali, Tal. Jath, Dist. Sangli. | 2014-03-30 | 2 | Sangli | Vaspeth
251 | M/s CLP Wind Farms India Pvt. Ltd. Plot No. D-1, 3rd Floor, Salcon Ras Vilas, District Centre, Saket, New Delhi-110 017. | Sri Maruti Wind Park Developers | 2 | 1 x 2000 | Gut No. 96/1 of village Achakanhali, Tal. Jath, Dist. Sangli. | 2014-03-30 | 2 | Sangli | Vaspeth
253 | M/s NSL Wind Power Company (Kayathar) Pvt. Ltd. NSL ICON, 4th Floor, #8-2-684/2/A, Road No. 12, Banjara Hills, Hyderabad-500 034. | Sri Maruti Wind Park Developers | 1.5 | 1 x 1500 | Gut No. 1000 of village Wayphal, Tal. Jath, Dist. Sangli. | 2014-03-31 | 1.5 | Sangli | Sanmadi
255 | M/s CLP Wind Farms India Pvt. Ltd. Plot No. D-1, 3rd Floor, Salcon Ras Vilas, District Centre, Saket, New Delhi-110 017. | Sri Maruti Wind Park Developers | 2 | 1 x 2000 | Gut No. 24/1 of village Untawadi, Tal. Jath, Dist. Sangli. | 2014-03-30 | 2 | Sangli | Vaspeth
257 | M/s CLP Wind Farms India Pvt. Ltd. Plot No. D-1, 3rd Floor, Salcon Ras Vilas, District Centre, Saket, New Delhi-110 017. | Sri Maruti Wind Park Developers | 2 | 1 x 2000 | Gut No. 86/6, 88 of village Achakanhali, Tal. Jath, Dist. Sangli. | 2014-03-30 | 2 | Sangli | Vaspeth
259 | M/s NSL Wind Power Company (Kaythar) Pvt. Ltd. NSL ICON, 4th Floor, #8-2-684/2/A, Road No. 12, Banjara Hills, Hyderabad - 500 034. | Sri Maruti Wind Park Developers | 1.5 | 1 x 1500 | Gut No. 1001 of village Wayphal, Tal. Jath, Dist. Sangli. | 2014-03-31 | 1.5 | Sangli | Sanmadi
261 | M/s CLP Wind Farms India Pvt. Ltd. Plot No. D-1, 3rd Floor, Salcon Ras Vilas, District Centre, Saket, New Delhi-110 017. | Sri Maruti Wind Park Developers | 2 | 1 x 2000 | Gut No. 210, 269 of village Valsang, Tal. Jath, Dist. Sangli. | 2014-03-30 | 2 | Sangli | Vaspeth
263 | M/s Renew Wind Energy (Devgarh) Pvt. Ltd. 138, Ansal Chamber-II, Bikaji Cama Place, New Delhi - 110 066. | Sri Maruti Wind Park Developers | 1.5 | 1 x 1500 | Gut No. 445/1, 445/2, 446 of village Nigadi Khurd, Tal. Jath, Dist. Sangli. | 2014-03-31 | 1.5 | Sangli | Vaspeth
265 | M/s Renew Wind Energy (Devgarh) Pvt. Ltd. 138, Ansal Chamber-II, Bikaji Cama Place, New Delhi - 110 066. | Sri Maruti Wind Park Developers | 1.5 | 1 x 1500 | Gut No. 446, 447 of village Nigadi khurd, Tal. Jath, Dist. Sangli. | 2014-03-31 | 1.5 | Sangli | Vaspeth
267 | M/s Renew Wind Energy (Devgarh) Pvt. Ltd. 138, Ansal Chamber-II, Bikaji Cama Place, New Delhi - 110 066. | Sri Maruti Wind Park Developers | 1.5 | 1 x 1500 | Gut No. 546 of village Nigadi Khurd, Tal. Jath, Dist. Sangli. | 2014-03-30 | 1.5 | Sangali | Vaspeth
268 | M/s Renew Wind Energy (Devgarh) Pvt. Ltd. 138, Ansal Chamber-II, Bikaji Cama Place, New Delhi - 110 066. | Sri Maruti Wind Park Developers | 3 | 2 x 1500 | Gut No. 188, 199 of village Nigadi Khurd, Tal. Jath, Dist. Sangli. | 2014-03-05 | 1.5 | Sangali | Vaspeth
[6 empty] | 2014-03-26 | 1.5
269 | M/s CLP Wind Farms India Pvt. Ltd. Plot No. D-1, 3rd Floor, Salcon Ras Vilas, District Centre, Saket, New Delhi-110 017. | Sri Maruti Wind Park Developers | 2 | 1 x 2000 | Gut No. 146/2A/1, 146/2B of village Jath, Tal. Jath, Dist. Sangli. | 2014-03-30 | 2 | Sangli | Vaspeth
270 | M/s Mahalaxmi Commercial Services Pvt. Ltd. 20, Baidyanath House, Great Nag Road, Nagpur-440 009. | TS Wind Power Dvelopers | 2.1 | 1 x 2100 | Gut No. 32 of village Muchandi, Tal. Jath, Dist. Sangli. | 2014-02-11 | 2.1 | Sangli | Mendhegiri
271 | M/s Mahalaxmi Commercial Services Pvt. Ltd. 20, Baidyanath House, Great Nag Road, Nagpur-440 009. | TS Wind Power Dvelopers | 2.1 | 1 x 2100 | Gut No. 91 of village Mendhegiri, Tal. Jath, Dist. Sangali | 2014-02-11 | 2.1 | Sangli | Mendhegiri
272 | M/s Panama Wind Energy Pvt. Ltd. Plot No. 36, Somawar Peth, Pune - 411 011. | Panama Wind Energy | 1.6 | 1 x 1600 | Gut No. 26/12, 26/13 of village Panchgani, Tal. Patan, Dist. Satara. | 2014-01-01 | 1.6 | Satara | Palshi
273 | M/s Prakash Construction "Sri Sai Vihar", Plot No. 4&5, Amrai, Shahunagar, Godoli, Satara - 415 001. | Suzlon Energy Ltd. | 0.6 | 1 x 600 | Forest Comp. No. 441 & Gut No. 17/A 1A of village Sadawaghapur, Tal. Patan, Dist. Satara. | 2014-01-08 | 0.6 | Satara | Sadawaghapur
274 | M/s Khandke Wind Energy Pvt. Ltd. The IL & FS Financial Center, Plot C-22, G Block, Bandra-Kurla Complex, Bandra (East), Mumbai-400 051. | Wind World (I) Ltd. | 2.4 | 3 x 800 | Forest Comp. No. 842 & Gut No. 693 of village Pachawad, Tal. Khatav, Dist. Satara. | 2014-02-05 | 2.4 | Satara | Khanapur
275 | M/s Khandke Wind Energy Pvt. Ltd. The IL & FS Financial Center, Plot C-22, G Block, Bandra-Kurla Complex, Bandra (East), Mumbai-400 051. | Wind World (I) Ltd. | 2.4 | 3 x 800 | Forest Comp. No. 842 & Gut No. 693 of village Pachawad & Forest Comp. No. 841 & Gut No. 313 of village Garudi, Tal. Khatav, Dist. Satara. | 2014-02-05 | 2.4 | Satara | Khanapur
276 | M/s Khandke Wind Energy Pvt. Ltd. The IL & FS Financial Center, Plot C-22, G Block, Bandra-Kurla Complex, Bandra (East), Mumbai-400 051. | Wind World (I) Ltd. | 2.4 | 3 x 800 | Forest Comp. No. 837 & Gut No. 1604 of village Kaledhon, Tal. Khatav, Dist. Satara. | 2014-03-10 | 2.4 | Satara | Khanapur
277 | M/s Khandke Wind Energy Pvt. Ltd. The IL & FS Financial Center, Plot C-22, G Block, Bandra-Kurla Complex, Bandra (East), Mumbai-400 051. | Wind World (I) Ltd. | 1.6 | 2 x 800 | Forest Comp. No. 837 & Gut No. 730, Forest Comp. No. 838 & Gut No. 339 of village Kaledhon, Tal. Khatav, Dist. Satara. | 2014-02-20 | 0.8 | Satara | Khanapur
[6 empty] | 2014-03-30 | 0.8
278 | M/s Khandke Wind Energy Pvt. Ltd. The IL & FS Financial Center, Plot C-22, G Block, Bandra-Kurla Complex, Bandra (East), Mumbai-400 051. | Wind World (I) Ltd. | 2.4 | 3 x 800 | Forest Comp. No. 837 & Gut No. 1604 of village Kaledhon, Tal. Khatav, Dist. Satara. | 2014-03-10 | 2.4 | Satara | Khanapur
279 | M/s Khandke Wind Energy Pvt. Ltd. The IL & FS Financial Center, Plot C-22, G Block, Bandra-Kurla Complex, Bandra (East), Mumbai-400 051. | Wind World (I) Ltd. | 1.6 | 2 x 800 | Forest Comp. No. 839 & Gut No. 3301, 3302, 3304 of village Kaledhon, Tal. Khatav, Dist. Satara. | 2014-02-20 | 1.6 | Satara | Khanapur
280 | M/s Khandke Wind Energy Pvt. Ltd. The IL & FS Financial Center, Plot C-22, G Block, Bandra-Kurla Complex, Bandra (East), Mumbai-400 051. | Wind World (I) Ltd. | 2.4 | 3 x 800 | Forest Comp. No. 842 & Gut No. 693 of village Pachawad, Forest Comp. No. 841 & Gut No. 313 of village Garudi, Tal., Khatav, Dist. Satara. | 2014-02-05 | 2.4 | Satara | Khanapur
281 | M/s Khandke Wind Energy Pvt. Ltd. The IL & FS Financial Center, Plot C-22, G Block, Bandra-Kurla Complex, Bandra (East), Mumbai-400 051. | Wind World (I) Ltd. | 2.4 | 3 x 800 | Forest Comp. No. 839 & Gut No. 3304 of village Kaledhon, Tal. Khatav, Dist. Satara. | 2014-02-20 | 2.4 | Satara | Khanapur
282 | M/s Khandke Wind Energy Pvt. Ltd. The IL & FS Financial Center, Plot C-22, G Block, Bandra-Kurla Complex, Bandra (East), Mumbai-400 051. | Wind World (I) Ltd. | 4.8 | 6 x 800 | Forest Comp. No. 841 & Gut No. 321 of village Garudi, Tal. Khatav, Dist. Satara. | 2014-02-05 | 3.2 | Satara | Khanapur
[5 empty] | Forest Comp. No. 841 & Gut No. 321 of village Garudi & Forest Comp. No. 837 & Gut No. 1604 of village Kaledhon, Tal. Khatav, Dist. Satara. | 2014-02-20 | 0.8
[6 empty] | 2014-03-10 | 0.8
283 | M/s Renew Wind Energy (Rajasthan) Pvt. Ltd. Tower 4A, DLF Corporate Park, Near Guru Dronacharya Metro Station, M.G. Road, Gurgaon, Haryana. | Aditya Engineers | 9 | 6 x 1500 | Gut No. 855, 565/A, 916, 565, 625, 656 of village Balwadi (Kha) & Gut No. 1063 of village Bhud, Tal. Khanapur, Dist. Sangli. | 2014-01-25 | 9 | Sangli | Bhud
|  |  | 3 | 2 x 1500 | Gut No. 83 of village Menganwadi, Gut No. 282 of village Benapur, Tal. Khanapur, Dist. Sangli. | 2014-03-05 | 1.5
[6 empty] | 2014-03-26 | 1.5
|  |  | 6 | 4 x 1500 | Gut No. 852, 905, 1148/2, 1153 of village Balawadi (Kha), Tal. Khanapur, Dist. Sangli. | 2014-03-29 | 6
284 | M/s Green Infra Wind Energy Ltd. 2nd Floor, Tower-II, NBCC Plaza, Pushp Vihar, Sector-5, Saket, New Delhi - 110 017 | Sri Maruti Wind Park Developers | 21 | 14 x 1500 | Forest Comp. No. 136 & Gut No. 763 of village Medalmuthi, Forest Comp. No. 134 & Gut No. 489/1 of village Devikhindi, Tal. Khanapur & Forest Comp. No. 206 & Gut No. 878 of village Gharniki, Tal. Aatpadi, Dist. Sangli. | 2014-03-25 | 15 | Sangli | Bhud
[6 empty] | 2014-03-30 | 6
285 | M/s NSL Wind Power Company (Satara) Pvt. Ltd. NSL ICON, 4th Floor, #8-2-684/2/A, Road No. 12, Banjara Hills, Hyderabad-500 034. | Sri Maruti Wind Park Developers | 1.5 | 1 x 1500 | Gut No. 154 of village Chilarwadi, Tal. Maan, Dist. Satara. | 2014-03-06 | 1.5 | Satara | Agaswadi
286 | M/s Renew Wind Energy (Devgarh) Pvt. Ltd. 138, Ansal Chamber-II, Bikaji Cama Place, New Delhi - 110 066. | Sri Maruti Wind Park Developers | 1.5 | 1 x 1500 | Gut No. 618 of village Nigadi Khurd, Tal. Jath, Dist. Sangli | 2014-03-31 | 1.5 | Sangli | Vaspeth
287 | M/s NSL Wind Power Company (Satara) Pvt. Ltd. NSL ICON, 4th Floor, #8-2-684/2/A, Road No. 12, Banjara Hills, Hyderabad-500 034. | Sri Maruti Wind Park Developers | 3 | 2 x 1500 | Gut No. 1652 of village Virali, Tal. Maan, Dist. Satara. | 2014-03-06 | 3 | Satara | Agaswadi
288 | M/s Renew Wind Energy (Devgarh) Pvt. Ltd. 138, Ansal Chamber-II, Bikaji Cama Place, New Delhi - 110 066. | Sri Maruti Wind Park Developers | 1.5 | 1 x 1500 | Gut No. 456 of village Nigadi Khurd, Tal. Jath, Dist. Sangli. | 2014-03-30 | 1.5 | Sangli | Vaspeth
289 | M/s Renew Wind Energy (Devgarh) Pvt. Ltd. 138, Ansal Chamber-II, Bikaji Cama Place, New Delhi - 110 066. | Sri Maruti Wind Park Developers | 1.5 | 1 x 1500 | Gut No. 453 of village Nigadi Khurd, Tal. Jath, Dist. Sangli. | 2014-03-30 | 1.5 | Sangli | Vaspeth
290 | M/s Clean Wind Power (Satara) Pvt. Ltd. 203, 3rd Floor, Okhla Industrial, Estate Ph-III, New Delhi - 20 | Sri Maruti Wind Park Developers | 2 | 1 x 2000 | Gut No. 253 of village Gorewadi, Tal. Khanapur, Dist. Sangli. | 2014-03-31 | 2 | Sangli | Bhud
291 | M/s Renew Wind Energy (Devgarh) Pvt. Ltd. 138, Ansal Chamber-II, Bikaji Cama Place, New Delhi - 110 066. | Sri Maruti Wind Park Developers | 1.5 | 1 x 1500 | Gut No. 18 of village Nigadi Khurd, Tal. Jath, Dist. Sangli. | 2014-03-31 | 1.5 | Sangli | Vaspeth
292 | M/s NSL Wind Power Company (Kayathar) Pvt. Ltd. NSL ICON, 4th Floor, #8-2-684/2/A, Road No. 12, Banjara Hills, Hyderabad-500 034. | Sri Maruti Wind Park Developers | 1.5 | 1 x 1500 | Gut No. 310 of village Banali, Tal. Jath, Dist. Sangli. | 2014-03-31 | 1.5 | Sangli | Sanmadi
293 | M/s NSL Wind Power Company (Kayathar) Pvt. Ltd. NSL ICON, 4th Floor, #8-2-684/2/A, Road No. 12, Banjara Hills, Hyderabad-500 034. | Sri Maruti Wind Park Developers | 3 | 2 x 1500 | Gut No. 179 of village Banali, Tal. Jath, Dist. Sangli. | 2014-03-31 | 3 | Sangli | Sanmadi
294 | M/s NSL Wind Power Company (Satara) Pvt. Ltd. NSL ICON, 4th Floor, #8-2-684/2/A, Road No. 12, Banjara Hills, Hyderabad-500 034. | Sri Maruti Wind Park Developers | 1.5 | 1 x 1500 | Gut No. 1517 of village Virali, Tal. Maan, Dist. Satara. | 2014-03-06 | 1.5 | Satara | Agaswadi
295 | M/s BMD Power Pvt. Ltd. Bhilwara Towers, A-12, Sector-1, Noida-201 301. | Sri Maruti Wind Park Developers | 2 | 1 x 2000 | Gut No. 105 of village Karajangi, Tal. Jath, Dist. Sangli. | 2014-03-30 | 2 | Sangli | Vaspeth
296 | M/s NSL Wind Power Company (Kaythar) Pvt. Ltd. NSL ICON, 4th Floor, #8-2-684/2/A, Road No. 12, Banjara Hills, Hyderabad - 500 034. | Sri Maruti Wind Park Developers | 1.5 | 1 x 1500 | Gut No. 332/B of village Banali, Tal. Jath, Dist. Sangli. | 2014-03-31 | 1.5 | Sangli | Sanmadi
297 | M/s NSL Wind Power Company (Kaythar) Pvt. Ltd. NSL ICON, 4th Floor, #8-2-684/2/A, Road No. 12, Banjara Hills, Hyderabad - 500 034. | Sri Maruti Wind Park Developers | 1.5 | 1 x 1500 | Gut No. 1078/1 of village Wayphal, Tal. Jath, Dist. Sangli. | 2014-03-31 | 1.5 | Sangli | Sanmadi
298 | M/s NSL Wind Power Company (Kayathar) Pvt. Ltd. NSL ICON, 4th Floor, #8-2-684/2/A, Road No. 12, Banjara Hills, Hyderabad-500 034. | Sri Maruti Wind Park Developers | 1.5 | 1 x 1500 | Gut No. 186 of village Banali, Tal. Jath, Dist. Sangli. | 2014-03-31 | 1.5 | Sangli | Sanmadi
299 | M/s Bothe Wind Farm Development Pvt. Ltd. 102, "EI Tara", Hiranandani Gardens, Powai, Mumbai - 400 076. | Vestas Wind Technology India Pvt. Ltd. | 4 | 2 x 2000 | Gut No. 54, 244 of village Bothe, Tal. Maan, Dist. Satara. | 2014-01-31 | 4 | Satara | Bothe
300 | M/s Bothe Wind Farm Development Pvt. Ltd. 102, "EI Tara", Hiranandani Gardens, Powai, Mumbai - 400 076. | Vestas Wind Technology India Pvt. Ltd. | 2 | 1 x 2000 | Gut No. 569 of village Bothe, Tal. Maan, Dist. Satara. | 2014-01-24 | 2 | Satara | Bothe
301 | M/s Bothe Wind Farm Development Pvt. Ltd. 102, "EI Tara", Hiranandani Gardens, Powai, Mumbai - 400 076. | Vestas Wind Technology India Pvt. Ltd. | 2 | 1 x 2000 | Gut No. 322, 323 of village Bothe, Tal. Maan, Dist. Satara. | 2014-01-24 | 2 | Satara | Bothe
302 | M/s Bothe Wind Farm Development Pvt. Ltd. 102, "EI Tara", Hiranandani Gardens, Powai, Mumbai - 400 076. | Vestas Wind Technology India Pvt. Ltd. | 2.1 | 1 x 2100 | Gut No. 297/B of village Bothe, Tal. Maan, Dist. Satara. | 2014-01-24 | 2.1 | Satara | Bothe
303 | M/s Bothe Wind Farm Development Pvt. Ltd. 102, "EI Tara", Hiranandani Gardens, Powai, Mumbai - 400 076. | Vestas Wind Technology India Pvt. Ltd. | 2 | 1 x 2000 | Gut No. 423 of village Bothe, Tal. Maan, Dist. Satara. | 2014-01-24 | 2 | Satara | Bothe
304 | M/s Bothe Wind Farm Development Pvt. Ltd. 102, "EI Tara", Hiranandani Gardens, Powai, Mumbai - 400 076. | Vestas Wind Technology India Pvt. Ltd. | 2 | 1 x 2000 | Gut No. 325 of village Bothe, Tal. Maan, Dist. Satara. | 2014-01-24 | 2 | Satara | Bothe
305 | M/s Bothe Wind Farm Development Pvt. Ltd. 102, "EI Tara", Hiranandani Gardens, Powai, Mumbai - 400 076. | Vestas Wind Technology India Pvt. Ltd. | 2 | 1 x 2000 | Gut No. 392 of village Bothe, Tal. Maan, Dist. Satara. | 2014-01-24 | 2 | Satara | Bothe
306 | M/s Bothe Wind Farm Development Pvt. Ltd. 102, "EI Tara", Hiranandani Gardens, Powai, Mumbai - 400 076. | Vestas Wind Technology India Pvt. Ltd. | 2 | 1 x 2000 | Gut No. 13 of village Bothe, Tal. Maan, Dist. Satara. | 2014-01-31 | 2 | Satara | Bothe
307 | M/s NSL Wind Power Company (Satara) Pvt. Ltd. NSL ICON, 4th Floor, #8-2-684/2/A, Road No. 12, Banjara Hills, Hyderabad-500 034. | Sri Maruti Wind Park Developers | 1.5 | 1 x 1500 | Gut No. 1515 of village Virali, Tal. Maan, Dist. Satara. | 2014-03-06 | 1.5 | Satara | Agaswadi
308 | M/s Renew Wind Energy (Devgarh) Pvt. Ltd. 138, Ansal Chamber-II, Bikaji Cama Place, New Delhi - 110 066. | Sri Maruti Wind Park Developers | 1.5 | 1 x 1500 | Gut No. 564 of village Nigadi Khurd, Tal. Jath, Dist. Sangli. | 2014-03-30 | 1.5 | Sangli | Vaspeth
309 | M/s NSL Wind Power Company (Satara) Pvt. Ltd. NSL ICON, 4th Floor, #8-2-684/2/A, Road No. 12, Banjara Hills, Hyderabad-500 034. | Sri Maruti Wind Park Developers | 1.5 | 1 x 1500 | Gut No. 1512 of village Virali, Tal. Maan, Dist. Satara. | 2014-03-06 | 1.5 | Satara | Agaswadi
310 | M/s NSL Wind Power Company (Satara) Pvt. Ltd. NSL ICON, 4th Floor, #8-2-684/2/A, Road No. 12, Banjara Hills, Hyderabad-500 034. | Sri Maruti Wind Park Developers | 1.5 | 1 x 1500 | Gut No. 151/3 of village Chilarwadi, Tal. Maan, Dist. Satara. | 2014-03-06 | 1.5 | Satara | Agaswadi
311 | M/s NSL Wind Power Company (Kaythar) Pvt. Ltd. NSL ICON, 4th Floor, #8-2-684/2/A, Road No. 12, Banjara Hills, Hyderabad - 500 034. | Sri Maruti Wind Park Developers | 1.5 | 1 x 1500 | Gut No. 407, 408 of village Wayphal, Tal. Jath, Dist. Sangli. | 2014-03-31 | 1.5 | Sangli | Sanmadi
312 | M/s Jath Wind Energy Pvt. Ltd. NSL ICON, 4th Floor, #8-2-684/2/A, Plot No. 1 to 4, Opp. ICICI Bank Road No. 12, Banjara Hills, Hyderabad-500 034 | Sri Maruti Wind Park Developers | 2 | 1 x 2000 | Gut No. 125 of village Karajangi, Tal. Jath, Dist. Sangli. | 2014-03-30 | 2 | Sangli | Vaspeth
313 | M/s Renew Wind Energy (Devgarh) Pvt. Ltd. 138, Ansal Chamber-II, Bikaji Cama Place, New Delhi - 110 066. | Sri Maruti Wind Park Developers | 1.5 | 1 x 1500 | Gut No. 357 of village Nigadi Khurd, Tal. Jath, Dist. Sangli. | 2014-03-31 | 1.5 | Sangli | Vaspeth
314 | M/s Jath Wind Energy Pvt. Ltd. NSL ICON, 4th Floor, #8-2-684/2/A, Plot No. 1 to 4, Opp. ICICI Bank Road No. 12, Banjara Hills, Hyderabad-500 034 | Sri Maruti Wind Park Developers | 2 | 1 x 2000 | Gut No. 364 of village Valsang, Tal. Jath, Dist. Sangli. | 2014-03-30 | 2 | Sangli | Vaspeth
315 | M/s Renew Wind Energy (Devgarh) Pvt. Ltd. 138, Ansal Chamber-II, Bikaji Cama Place, New Delhi - 110 066. | Sri Maruti Wind Park Developers | 1.5 | 1 x 1500 | Gut No. 333 of village Nigadi Khurd, Tal. Jath, Dist. Sangli. | 2014-03-30 | 1.5 | Sangli | Vaspeth
316 | M/s Renew Wind Energy (Devgarh) Pvt. Ltd. 138, Ansal Chamber-II, Bikaji Cama Place, New Delhi - 110 066. | Sri Maruti Wind Park Developers | 1.5 | 1 x 1500 | Gut No. 386 of village Nigadi Khurd, Tal. Jath, Dist. Sangli. | 2014-03-31 | 1.5 | Sangli | Vaspeth
317 | M/s SJVN Ltd. HIMFED Building, New Shimla, Himachal Pradesh - 171 009. | K. P. Power | 0.85 | 1 x 850 | Gut No. 292 of village Kombhalne, Tal. Akole, Dist. Ahmednagar. | 2014-01-31 | 0.85 | Ahmednagar | Panchapatta
318 | M/s SJVN Ltd. HIMFED Building, New Shimla, Himachal Pradesh - 171 009. | K. P. Power | 2.55 | 3 x 850 | Gut No. 181/3, 262/1 of village Khirvire & Gut No. 727 of village Kombhalne, Tal. Akole, Dist. Ahmednagar. | 2014-01-31 | 2.55 | Ahmednagar | Panchapatta
319 | M/s SJVN Ltd. HIMFED Building, New Shimla, Himachal Pradesh - 171 009. | K. P. Power | 0.85 | 1 x 850 | Gut No. 359/4 of village Khirvire, Tal. Akole, Dist. Ahmednagar. | 2014-01-31 | 0.85 | Ahmednagar | Panchapatta
320 | M/s SJVN Ltd. HIMFED Building, New Shimla, Himachal Pradesh - 171 009. | K. P. Power | 0.85 | 1 x 850 | Gut No. 274 of village Kombhalne, Tal. Akole, Dist. Ahmednagar. | 2014-01-31 | 0.85 | Ahmednagar | Panchapatta
321 | M/s SJVN Ltd. HIMFED Building, New Shimla, Himachal Pradesh - 171 009. | K. P. Power | 0.85 | 1 x 850 | Gut No. 245/1 of village Khirvire, Tal. Akole, Dist. Ahmednagar. | 2014-01-31 | 0.85 | Ahmednagar | Panchapatta
322 | M/s SJVN Ltd. HIMFED Building, New Shimla, Himachal Pradesh - 171 009. | K. P. Power | 0.85 | 1 x 850 | Gut No. 564 of village Kombhalne, Tal. Akole, Dist. Ahmednagar. | 2014-01-31 | 0.85 | Ahmednagar | Panchapatta
323 | M/s Clean Wind Power (Satara) Pvt. Ltd. 203, 3rd Floor, Okhla Industrial, Estate Ph-III, New Delhi - 20 | Sri Maruti Wind Park Developers | 2 | 1 x 2000 | Gut No. 706 of village Posewadi, Tal. Khanapur, Dist. Sangli. | 2014-03-31 | 2 | Sangli | Jadhavwadi
324 | M/s Jath Wind Energy Pvt. Ltd. NSL ICON, 4th Floor, #8-2-684/2/A, Plot No. 1 to 4, Opp. ICICI Bank Road No. 12, Banjara Hills, Hyderabad-500 034 | Sri Maruti Wind Park Developers | 2 | 1 x 2000 | Gut No. 123 of village Karajangi, Tal. Jath, Dist. Sangli. | 2014-03-30 | 2 | Sangli | Vaspeth
325 | M/s Clean Wind Power (Satara) Pvt. Ltd. 203, 3rd Floor, Okhla Industrial, Estate Ph-III, New Delhi - 20 | Sri Maruti Wind Park Developers | 2 | 1 x 2000 | Gut No. 301 of village Khanapur, Tal. Khanapur, Dist. Sangli. | 2014-03-31 | 2 | Sangli | Bhud
326 | M/s Clean Wind Power (Satara) Pvt. Ltd. 203, 3rd Floor, Okhla Industrial, Estate Ph-III, New Delhi - 20 | Sri Maruti Wind Park Developers | 2 | 1 x 2000 | Gut No. 1305 of village Balwadi (Kha), Tal. Khanapur, Dist. Sangli. | 2014-03-31 | 2 | Sangli | Bhud
327 | M/s NSL Wind Power Company (Satara) Pvt. Ltd. NSL ICON, 4th Floor, #8-2-684/2/A, Road No. 12, Banjara Hills, Hyderabad-500 034. | Sri Maruti Wind Park Developers | 1.5 | 1 x 1500 | Gut No. 151/1 of village Chilarwadi, Tal. Maan, Dist. Satara. | 2014-03-06 | 1.5 | Satara | Agaswadi
328 | M/s Renew Wind Energy (Devgarh) Pvt. Ltd. 138, Ansal Chamber-II, Bikaji Cama Place, New Delhi - 110 066. | Sri Maruti Wind Park Developers | 1.5 | 1 x 1500 | Gut No. 172 of village Nigadi Khurd, Tal. Jath, Dist. Sangli. | 2014-03-30 | 1.5 | Sangli | Vaspeth
329 | M/s SJVN Ltd. HIMFED Building, New Shimla, Himachal Pradesh - 171 009. | K. P. Power | 0.85 | 1 x 850 | Gut No. 620 of village Kombhalne, Tal. Akole, Dist. Ahmednagar. | 2014-01-31 | 0.85 | Ahmednagar | Panchapatta
330 | M/s SJVN Ltd. HIMFED Building, New Shimla, Himachal Pradesh - 171 009. | K. P. Power | 0.85 | 1 x 850 | Gut No. 899 of village Kombhalne, Tal. Akole, Dist. Ahmednagar. | 2014-01-31 | 0.85 | Ahmednagar | Panchapatta
331 | M/s SJVN Ltd. HIMFED Building, New Shimla, Himachal Pradesh - 171 009. | K. P. Power | 0.85 | 1 x 850 | Gut No. 544 of village Kombhalne, Tal. Akole, Dist. Ahmednagar. | 2014-01-31 | 0.85 | Ahmednagar | Panchapatta
332 | M/s SJVN Ltd. HIMFED Building, New Shimla, Himachal Pradesh - 171 009. | K. P. Power | 0.85 | 1 x 850 | Gut No. 267 of village Kombhalne, Tal. Akole, Dist. Ahmednagar. | 2014-01-31 | 0.85 | Ahmednagar | Panchapatta
333 | M/s SJVN Ltd. HIMFED Building, New Shimla, Himachal Pradesh - 171 009. | K. P. Power | 0.85 | 1 x 850 | Gut No. 738 of village Kombhalne, Tal. Akole, Dist. Ahmednagar. | 2014-01-31 | 0.85 | Ahmednagar | Panchapatta
334 | M/s SJVN Ltd. HIMFED Building, New Shimla, Himachal Pradesh - 171 009. | K. P. Power | 0.85 | 1 x 850 | Gut No. 544 of village Kombhalne, Tal. Akole, Dist. Ahmednagar. | 2014-01-31 | 0.85 | Ahmednagar | Panchapatta
335 | M/s SJVN Ltd. HIMFED Building, New Shimla, Himachal Pradesh - 171 009. | K. P. Power | 0.85 | 1 x 850 | Gut No. 906 of village Kombhalne, Tal. Akole, Dist. Ahmednagar. | 2014-01-31 | 0.85 | Ahmednagar | Panchapatta
336 | M/s SJVN Ltd. HIMFED Building, New Shimla, Himachal Pradesh - 171 009. | K. P. Power | 0.85 | 1 x 850 | Gut No. 566 of village Kombhalne, Tal. Akole, Dist. Ahmednagar | 2014-01-31 | 0.85 | Ahmednagar | Panchapatta
337 | M/s SJVN Ltd. HIMFED Buildin New Shimla, Himachal Pradesh - 171 009. | K. P. Power | 0.85 | 1 x 850 | Gut No. 182/2 of village Khirvire, Tal. Akole, Dist. Ahmednagar. | 2014-01-31 | 0.85 | Ahmednagar | Panchapatta
338 | M/s Panama Wind Energy Godawari Pvt. Ltd. "First Floor, Lunkad Towers, Survey No. 204-206, Near Ganpati Chowk, Lohegaon, Viman Nagar, Pune - 411 014 | Panama Wind Energy Godawari Pvt. Ltd. | 4 | 2 x 2000 | Gut No. 22 of village Kumbhe Jalgaon, & Gut No. 352 of village Bangali Pimoala, Tal. Gevrai, Dist. Beed. | 2014-03-31 | 4 | Beed | Mirkala
339 | M/s Renew Wind Energy (Welturi) Pvt. Ltd. 6th Floor, Tower 4A, DLF Corporate Park, M.G. Road, Near Guru Dronacharya Metro Station, Gurgaon, Haryana - 122 002. | Renew Power Ventures | 2.1 | 1 x 2100 | Gut No. 37/E/4 of village Shedala, Tal. Ashti, Dist. Beed. | 2014-03-30 | 2.1 | Beed | Gangadevi
340 | M/s CLP Wind Farms India Pvt. Ltd. Plot No. D-1, 3rd Floor, Salcon Ras Vilas, District Centre, Saket, New Delhi-110 017. | Sri Maruti Wind Park Developers | 2 | 1 x 2000 | Gut No. 239/2 of village Valsang, Tal. Jath, Dist. Sangli. | 2014-03-30 | 2 | Sangli | Vaspeth
341 | M/s SJVN Ltd. HIMFED Building, New Shimla, Himachal Pradesh - 171 009. | K. P. Power | 0.85 | 1 x 850 | Gut No. 574 of village Kombhalne, Tal. Akole, Dist. Ahmednagar. | 2014-02-20 | 0.85 | Ahmednagar | Panchapatta
342 | M/s CLP Wind Farms India Pvt. Ltd. Plot No. D-1, 3rd Floor, Salcon Ras Vilas, District Centre, Saket, New Delhi-110 017. | Sri Maruti Wind Park Developers | 2 | 1 x 2000 | Gut No. 343 of village Salekiri, Tal. Jath, Dist. Sangli. | 2014-03-30 | 2 | Sangli | Vaspeth
343 | M/s Renew Wind Energy (Rajasthan) Pvt. Ltd. Tower 4A, DLF Corporate Park, Near Guru Dronacharya Metro Station, M.G. Road, Gurgaon, Haryana. | Aditya Engineers | 1.5 | 1 x 1500 | Gut No. 840 of village Posewadi & Gut No. 325 of village Benapur, Tal. Khanapur, Dist. Sangli. | 2014-03-05 | 1.5 | Sangli | Bhud
344 | M/s NSL Wind Power Company (Kaythar) Pvt. Ltd. NSL ICON, 4th Floor, #8-2-684/2/A, Road No. 12, Banjara Hills, Hyderabad - 500 034. | Sri Maruti Wind Park Developers | 1.5 | 1 x 1500 | Gut No. 1028/K of village Wayphal, Tal. Jath, Dist. Sangli. | 2014-03-31 | 1.5 | Sangli | Sanmadi
345 | M/s Khandke Wind Energy Pvt. Ltd. The IL & FS Financial Center, Plot C-22, G Block, Bandra-Kurla Complex, Bandra (East), Mumbai-400 051. | Wind World (I) Ltd. | 1.6 | 2 x 800 | Gut No. 293 of village Kaledhon, Tal. Khatav, Dist. Satara. | 2014-02-20 | 1.6 | Satara | Khanapur
346 | M/s NSL Wind Power Company (Kaythar) Pvt. Ltd. NSL ICON, 4th Floor, #8-2-684/2/A, Road No. 12, Banjara Hills, Hyderabad - 500 034. | Sri Maruti Wind Park Developers | 1.5 | 1 x 1500 | Gut No. 95 of village Wayphal, Tal. Jath, Dist. Sangli. | 2014-03-31 | 1.5 | Sangli | Sanmadi
347 | M/s Khandke Wind Energy Pvt. Ltd. The IL & FS Financial Center, Plot C-22, G Block, Bandra-Kurla Complex, Bandra (East), Mumbai-400 051. | Wind World (I) Ltd. | 4 | 5 x 800 | Gut No. 294 of village Kaledhon, Tal. Khatav, Dist. Satara | 2014-02-20 | 4 | Satara | Khanapur
348 | M/s CLP Wind Farms India Pvt. Ltd. Plot No. D-1, 3rd Floor, Salcon Ras Vilas, District Centre, Saket, New Delhi-110 017. | Sri Maruti Wind Park Developers | 2 | 1 x 2000 | Gut No. 147 of village Salekiri, Tal. Jath, Dist. Sangli. | 2014-03-31 | 2 | Sangli | Vaspeth
349 | M/s CLP Wind Farms India Pvt. Ltd. Plot No. D-1, 3rd Floor, Salcon Ras Vilas, District Centre, Saket, New Delhi-110 017. | Sri Maruti Wind Park Developers | 2 | 1 x 2000 | Gut No. 253, 256 of village Valsang, Tal. Jath, Dist. Sangli. | 2014-03-30 | 2 | Sangli | Vaspeth
350 | M/s CLP Wind Farms India Pvt. Ltd. Plot No. D-1, 3rd Floor, Salcon Ras Vilas, District Centre, Saket, New Delhi-110 017. | Sri Maruti Wind Park Developers | 2 | 1 x 2000 | Gut No. 49 of village Untawadi, Tal. Jath, Dist. Sangli. | 2014-03-30 | 2 | Sangli | Vaspeth
351 | M/s Clean Wind Power (Satara) Pvt. Ltd. 203, 3rd Floor, Okhla Industrial, Estate Ph-III, New Delhi - 20 | Sri Maruti Wind Park Developers | 2 | 1 x 2000 | Gut No. 349 of village Mohi, Tal. Khanapur, Dist. Sangli | 2014-03-31 | 2 | Sangli | Jadhavwadi
352 | M/s SJVN Ltd. HIMFED Building, New Shimla, Himachal Pradesh - 171 009. | K. P. Power | 0.85 | 1 x 850 | Gut No. 341 of village Kombhalne, Tal. Akole, Dist. Ahmednagar | 2014-02-20 | 0.85 | Ahmednagar | Panchapatta
353 | M/s BMD Power Pvt. Ltd. Bhilwara Towers, A-12, Sector-1, Noida-201 301. | Sri Maruti Wind Park Developers | 2 | 1 x 2000 | Gut No. 294 of village Valsang, Tal. Jath, Dist. Sangli. | 2014-03-30 | 2 | Sangli | Vaspeth
354 | M/s D. J. Malpani Malpani Estate, Kasara Dumala, Sangamner, Dist. Ahmednagar - 422 605 | Suzlon Energy Ltd. | 15 | 10 x 1500 | Forest Comp. No. 520, 521, 522 & Gut No. 39/5 of village Atoli & Forest Comp. No. 469, 471 & Gut No. 28/A of village Riswad, Tal. Patan, Dist. Satara | 2014-03-01 | 15 | Satara | Ghotne
355 | M/s Clean Wind Power (Satara) Pvt. Ltd. 203, 3rd Floor, Okhla Industrial, Estate Ph-III, New Delhi - 20 | Sri Maruti Wind Park Developers | 2 | 1 x 2000 | Gut No. 664 of village Khanapur, Tal. Khanapur, Dist. Sangli. | 2014-03-31 | 2 | Sangli | Bhud
356 | M/s Green Infra Wind Energy Ltd. 2nd Floor, Tower-II, NBCC Plaza, Pushp Vihar, Sector-5, Saket, New Delhi - 110 017 | Sri Maruti Wind Park Developers | 12 | 8 x 1500 | Forest Comp. No. 136 & Gut No. 510, 763 of village Madalmuthi, Tal. Khanapur, Dist. Sangli. | 2014-03-25 | 10.5 | Sangli | Bhud
[6 empty] | 2014-03-30 | 1.5
|  |  | 7.5 | 5 x 1500 | Forest Comp. No. 137 & Gut No. 905 of village Bhud, Tal. Khanapur, Dist. Sangli. | 2014-03-30 | 7.5
357 | M/s Renew Wind Energy (Welturi) Pvt. Ltd. 6th Floor, Tower 4A, DLF Corporate Park, M.G. Road, Near Guru Dronacharya Metro Station, Gurgaon, Haryana - 122 002. | Renew Power Ventures | 2.1 | 1 x 2100 | S. No. 65 of village Welturi, Tal. Ashti, Dist. Beed. | 2014-03-31 | 2.1 | Beed | Gangadevi
358 | M/s NSL Wind Power Company (Satara) Pvt. Ltd. NSL ICON, 4th Floor, #8-2-684/2/A, Road No. 12, Banjara Hills, Hyderabad-500 034. | Sri Maruti Wind Park Developers | 1.5 | 1 x 1500 | Gut No. 523, 524, 536 of village Chilarwadi, Tal. Maan, Dist. Satara | 2014-03-31 | 1.5 | Satara | Agaswadi
359 | M/s Clean Wind Power (Satara) Pvt. Ltd. 203, 3rd Floor, Okhla Industrial Estate, Ph-III, New Delhi-20 | Sri Maruti Wind Park Developers | 2 | 1 x 2000 | Gut No. 747 of village Posewadi, Tal. Khanapur, Dist. Sangli. | 2014-03-31 | 2 | Sangli | Jadhavwadi
360 | M/s NSL Wind Power Company (Satara) Pvt. Ltd. NSL ICON, 4th Floor, #8-2-684/2/A, Road No. 12, Banjara Hills, Hyderabad-500 034. | Sri Maruti Wind Park Developers | 1.5 | 1 x 1500 | Gut No. 511 of village Chilarwadi, Tal. Maan, Dist. Satara. | 2014-03-31 | 1.5 | Satara | Agaswadi
361 | M/s Renew Wind Energy (Welturi) Pvt. Ltd. 6th Floor, Tower 4A, DLF Corporate Park, M.G. Road, Near Guru Dronacharya Metro Station, Gurgaon, Haryana - 122 002. | Renew Power Ventures | 2.1 | 1 x 2100 | S. No. 81/AA/2 of village Welturi, Tal. Ashti, Dist. Beed. | 2014-03-31 | 2.1 | Beed | Gangadevi
362 | M/s Renew Wind Energy (Varekarwadi) Pvt. Ltd. Tower 4A, DLF Corporate Park, Near Guru Dronacharya Metro Station, M.G. Road, Gurgaon, Haryana. | Renew Power Ventures | 2.1 | 1 x 2100 | S. No. 93 of village Shedala, Tal. Ashti, Dist. Beed. | 2014-03-07 | 2.1 | Beed | Gangadevi
363 | M/s Renew Wind Energy (Welturi) Pvt. Ltd. 6th Floor, Tower 4A, DLF Corporate Park, M.G. Road, Near Guru Dronacharya Metro Station, Gurgaon, Haryana - 122 002. | Renew Power Ventures | 2.1 | 1 x 2100 | S. No. 62/AA/2 of village Welturi, Tal. Ashti, Dist. Beed | 2014-03-31 | 2.1 | Beed | Gangadevi
364 | M/s Renew Wind Energy (Varekarwadi) Pvt. Ltd. Tower 4A, DLF Corporate Park, Near Guru Dronacharya Metro Station, M.G. Road, Gurgaon, Haryana. | Renew Power Ventures | 2.1 | 1 x 2100 | S. No. 96/E/3, 96/AA/2 of village Shedala, Tal. Ashti, Dist. Beed. | 2014-03-07 | 2.1 | Beed | Gangadevi
365 | M/s SJVN Ltd. HIMFED Building, New Shimla, Himachal Pradesh-171 009. | K. P. Power | 0.85 | 1 x 850 | Gut No. 256 of village Kombhalne, Tal. Akole, Dist. Ahmednagar. | 2014-03-22 | 0.85 | Ahmednagar | Panchapatta
366 | M/s SJVN Ltd. HIMFED Building, New Shimla, Himachal Pradesh-171 009. | K. P. Power | 0.85 | 1 x 850 | Gut No. 298/8, 299 of village Khirvire, Tal. Akole, Dist. Ahmednagar. | 2014-03-22 | 0.85 | Ahmednagar | Panchapatta
367 | M/s NSL Wind Power Company (Satara) Pvt. Ltd. NSL ICON, 4th Floor, #8-2-684/2/A, Road No. 12, Banjara Hills, Hyderabad-500 034. | Sri Maruti Wind Park Developers | 1.5 | 1 x 1500 | Gut No. 1585 of village Virali, Tal. Maan, Dist. Satara | 2014-03-31 | 1.5 | Satara | Agaswadi
368 | M/s NSL Wind Power Company (Satara) Pvt. Ltd. NSL ICON, 4th Floor, #8-2-684/2/A, Road No. 12, Banjara Hills, Hyderabad-500 034. | Sri Maruti Wind Park Developers | 1.5 | 1 x 1500 | Gut No. 1585 of village Virali, Tal. Maan, Dist. Satara | 2014-03-31 | 1.5 | Satara | Agaswadi
369 | M/s Clean Wind Power (Satara) Pvt. Ltd. 203, 3rd Floor, Okhla Industrial Estate, Ph-III, New Delhi-20 | Sri Maruti Wind Park Developers | 2 | 1 x 2000 | Gut No. 318 of village Mohi, Tal. Khanapur, Dist. Sangli. | 2014-03-31 | 2 | Sangli | Jadhavwadi
370 | M/s Clean Wind Power (Satara) Pvt. Ltd. 203, 3rd Floor, Okhla Industrial Estate, Ph-III, New Delhi-20 | Sri Maruti Wind Park Developers | 2 | 1 x 2000 | Gut No. 124 of village Bhadkewadi, Tal. Khanapur, Dist. Sangli. | 2014-03-31 | 2 | Sangli | Jadhavwadi
371 | M/s Clean Wind Power (Satara) Pvt. Ltd. 203, 3rd Floor, Okhla Industrial Estate, Ph-III, New Delhi-20 | Sri Maruti Wind Park Developers | 2 | 1 x 2000 | Gut No. 498 of village Khanapur, Tal. Khanapur, Dist. Sangli. | 2014-03-31 | 2 | Sangli | Bhud
372 | M/s Clean Wind Power (Satara) Pvt. Ltd. 203, 3rd Floor, Okhla Industrial Estate, Ph-III, New Delhi-20 | Sri Maruti Wind Park Developers | 2 | 1 x 2000 | Gut No. 101, 102 of village Kachrewadi, Tal. Tasgaon, Dist. Sangli. | 2014-03-31 | 2 | Sangli | Jadhavwadi
373 | M/s Clean Wind Power (Satara) Pvt. Ltd. 203, 3rd Floor, Okhla Industrial Estate, Ph-III, New Delhi-20 | Sri Maruti Wind Park Developers | 2 | 1 x 2000 | Gut No. 512, 513 of village Khanapur, Tal. Khanapur, Dist. Sangli. | 2014-03-31 | 2 | Sangli | Jadhavwadi
374 | M/s Lalpur Wind Energy Pvt. Ltd. The IL & FS Financial Center, Plot C-22, G Block, Bandra-Kurla Complex, Bandra (East), Mumbai-400 051. | Wind World (I) Ltd. | 2.4 | 3 x 800 | Gut No. 111 of village Agadgaon & Gut No. 45 of village Khandke, Tal. Ahmednagar, Dist. Ahmednagar. | 2014-03-29 | 2.4 | Ahmednagar | Khandke
375 | M/s Lalpur Wind Energy Pvt. Ltd. The IL & FS Financial Center, Plot C-22, G Block, Bandra-Kurla Complex, Bandra (East), Mumbai-400 051. | Wind World (I) Ltd. | 0.8 | 1 x 800 | Gut No. 117 of village Devgaon, Tal. Ahmednagar, Dist. Ahmednagar. | 2014-03-29 | 0.8 | Ahmednagar | Khandke
376 | M/s Lalpur Wind Energy Pvt. Ltd. The IL & FS Financial Center, Plot C-22, G Block, Bandra-Kurla Complex, Bandra (East), Mumbai-400 051. | Wind World (I) Ltd. | 0.8 | 1 x 800 | Gut No. 386 of village Devgaon, Tal. Ahmednagar, Dist. Ahmednagar. | 2014-03-29 | 0.8 | Ahmednagar | Khandke
377 | M/s Lalpur Wind Energy Pvt. Ltd. The IL & FS Financial Center, Plot C-22, G Block, Bandra-Kurla Complex, Bandra (East), Mumbai-400 051. | Wind World (I) Ltd. | 1.6 | 2 x 800 | Gut No. 164 of village Devgaon & Gut No. 738 of village Agadgaon, Tal. Ahmednagar, Dist. Ahmednagar. | 2014-03-29 | 1.6 | Ahmednagar | Khandke
378 | M/s Lalpur Wind Energy Pvt. Ltd. The IL & FS Financial Center, Plot C-22, G Block, Bandra-Kurla Complex, Bandra (East), Mumbai-400 051. | Wind World (I) Ltd. | 0.8 | 1 x 800 | Gut No. 153 of village Devgaon, Tal. Ahmednagar, Dist. Ahmednagar. | 2014-03-29 | 0.8 | Ahmednagar | Khandke
379 | M/s Lalpur Wind Energy Pvt. Ltd. The IL & FS Financial Center, Plot C-22, G Block, Bandra-Kurla Complex, Bandra (East), Mumbai-400 051. | Wind World (I) Ltd. | 0.8 | 1 x 800 | Gut No. 167 of village Devgaon, Tal. Ahmednagar, Dist. Ahmednagar | 2014-03-29 | 0.8 | Ahmednagar | Khandke
380 | M/s Lalpur Wind Energy Pvt. Ltd. The IL & FS Financial Center, Plot C-22, G Block, Bandra-Kurla Complex, Bandra (East), Mumbai-400 051. | Wind World (I) Ltd. | 0.8 | 1 x 800 | Gut No. 6 of village Devgaon, Tal. Ahmednagar, Dist. Ahmednar. | 2014-03-29 | 0.8 | Ahmednagar | Khandke
381 | M/s Lalpur Wind Energy Pvt. Ltd. The IL & FS Financial Center, Plot C-22, G Block, Bandra-Kurla Complex, Bandra (East), Mumbai-400 051. | Wind World (I) Ltd. | 0.8 | 1 x 800 | Gut No. 3 of village Devgaon, Tal. Ahmednagar, Dist. Ahmednagar | 2014-03-29 | 0.8 | Ahmednagar | Khandke
382 | M/s Renew Wind Energy (Welturi) Pvt. Ltd. 6th Floor, Tower 4A, DLF Corporate Park, M.G. Road, Near Guru Dronacharya Metro Station, Gurgaon, Haryana - 122 002. | Renew Power Ventures | 2.1 | 1 x 2100 | S. No. 55 of village Welturi, Tal. Ashti, Dist. Beed. | 2014-03-31 | 2.1 | Beed | Gangadevi
383 | M/s Renew Wind Energy (Welturi) Pvt. Ltd. 6th Floor, Tower 4A, DLF Corporate Park, M.G. Road, Near Guru Dronacharya Metro Station, Gurgaon, Haryana - 122 002. | Renew Power Ventures | 2.1 | 1 x 2100 | S. No. 81/A1 of village Welturi, Tal. Ashti, Dist. Beed. | 2014-03-31 | 2.1 | Beed | Gangadevi
384 | M/s Renew Wind Energy (Welturi) Pvt. Ltd. 6th Floor, Tower 4A, DLF Corporate Park, M.G. Road, Near Guru Dronacharya Metro Station, Gurgaon, Haryana - 122 002. | Renew Power Ventures | 2.1 | 1 x 2100 | S. No. 75/A of village Welturi, Tal. Ashti, Dist. Beed. | 2014-03-31 | 2.1 | Beed | Gangadevi
385 | M/s SJVN Ltd. HIMFED Building, New Shimla, Himachal Pradesh - 171 009. | K. P. Power | 0.85 | 1 x 850 | Gut No. 171/2, 171/3 of village Khirvire, Tal. Akole, Dist. Ahmednagar. | 2014-03-30 | 0.85 | Ahmednagar | Panchapatta
386 | M/s Jath Wind Energy Pvt. Ltd. NSL ICON, 4th Floor, #8-2-684/2/A, Plot No. 1 to 4, Opp. ICICI Bank Road No. 12, Banjara Hills, Hyderabad-500 034 | Sri Maruti Wind Park Developers | 2 | 1 x 2000 | Gut No. 331 of village Shedyal, Tal. Jath, Dist. Sangli. | 2014-03-30 | 2 | Sangli | Vaspeth
387 | M/s Jath Wind Energy Pvt. Ltd. NSL ICON, 4th Floor, #8-2-684/2/A, Plot No. 1 to 4, Opp. ICICI Bank Road No. 12, Banjara Hills, Hyderabad-500 034 | Sri Maruti Wind Park Developers | 2 | 1 x 2000 | Gut No. 49 of village Rawalgundwadi, Tal. Jath, Dist. Sangli. | 2014-03-31 | 2 | Sangli | Mendhegiri
388 | M/s SJP Constructions Pvt. Ltd. E-3300, Radha Krishna Textile Market, Ring Road, Surat-395 004. | Sri Maruti Wind Park Developers | 2 | 1 x 2000 | Gut No. 136 of village Rawalgundwadi, Tal. Jath, Dist. Sangli. | 2014-03-31 | 2 | Sangli | Mendhegiri
389 | M/s Giriraj Enterprises Malpani House, I.G. Raod, Sangamner-422 605, Dist. Ahmednagar | Sri Maruti Wind Park Developers | 2 | 1 x 2000 | Gut No. 309 of village Rawalgundwadi, Tal. Jath, Dist. Sangli. | 2014-03-31 | 2 | Sangli | Mendhegiri
390 | M/s Jath Wind Energy Pvt. Ltd. NSL ICON, 4th Floor, #8-2-684/2/A, Plot No. 1 to 4, Opp. ICICI Bank Road No. 12, Banjara Hills, Hyderabad-500 034 | Sri Maruti Wind Park Developers | 2 | 1 x 2000 | Gut No. 82/1 of village Muchandi, Tal. Jath, Dist. Sangli. | 2014-03-31 | 2 | Sangli | Mendhegiri
391 | M/s Jath Wind Energy Pvt. Ltd. NSL ICON, 4th Floor, #8-2-684/2/A, Plot No. 1 to 4, Opp. ICICI Bank Road No. 12, Banjara Hills, Hyderabad-500 034 | Sri Maruti Wind Park Developers | 2 | 1 x 2000 | Gut No. 61 of village Rawalgundwadi, Tal. Jath, Dist. Sangli. | 2014-03-31 | 2 | Sangli | Mendhegiri
392 | M/s Renew Wind Energy (Welturi) Pvt. Ltd. 6th Floor, Tower 4A, DLF Corporate Park, M.G. Road, Near Guru Dronacharya Metro Station, Gurgaon, Haryana - 122 002. | Renew Power Ventures | 2.1 | 1 x 2100 | S. No. 60/AA/2 of village Welturi, Tal. Ashti, Dist. Beed | 2014-03-31 | 2.1 | Beed | Gangadevi
393 | M/s Tata Power Renewable Energy Ltd. C/o The Tata Power Company Ltd., Corporate Centre, A Block, Sant Taukaram Road, Carnac Bunder, Mumbai - 400 009 | Acorn Properties | 2 | 1 x 2000 | Gut No. 1846 of village Rajache Kurle, Tal. Khatav, Dist. Satara. | 2014-03-30 | 2 | Satara | Girijashankarwadi
394 | M/s NSL Wind Power Company (Satara) Pvt. Ltd. NSL ICON, 4th Floor, #8-2-684/2/A, Road No. 12, Banjara Hills, Hyderabad-500 034. | Sri Maruti Wind Park Developers | 1.5 | 1 x 1500 | Gut No. 1639, 1641 of village Virali, Tal. Maan, Dist. Satara. | 2014-03-31 | 1.5 | Satara | Agaswadi
395 | M/s Jath Wind Energy Pvt. Ltd. NSL ICON, 4th Floor, #8-2-684/2/A, Plot No. 1 to 4, Opp. ICICI Bank Road No. 12, Banjara Hills, Hyderabad-500 034 | Sri Maruti Wind Park Developers | 2 | 1 x 2000 | Gut No. 44 of village Rawalgundwadi, Tal. Jath, Dist. Sangli. | 2014-03-31 | 2 | Sangli | Mendhegiri
396 | M/s Giriraj Enterprises Malpani House, I.G. Raod, Sangamner-422 605, Dist. Ahmednagar | Sri Maruti Wind Park Developers | 2 | 1 x 2000 | Gut No. 432 of village Rawalgundwadi, Tal. Jath, Dist. Sangli. | 2014-03-31 | 2 | Sangli | Mendhegiri
397 | M/s Jath Wind Energy Pvt. Ltd. NSL ICON, 4th Floor, #8-2-684/2/A, Plot No. 1 to 4, Opp. ICICI Bank Road No. 12, Banjara Hills, Hyderabad-500 034 | Sri Maruti Wind Park Developers | 2 | 1 x 2000 | Gut No. 92/1, 93/1 of village Karajangi, Tal. Jath, Dist. Sangli. | 2014-03-30 | 2 | Sangli | Mendhegiri
398 | M/s Jath Wind Energy Pvt. Ltd. NSL ICON, 4th Floor, #8-2-684/2/A, Plot No. 1 to 4, Opp. ICICI Bank Road No. 12, Banjara Hills, Hyderabad-500 034 | Sri Maruti Wind Park Developers | 2 | 1 x 2000 | Gut No. 91/3 of village Munchandi, Tal. Jath, Dist. Sangli. | 2014-03-31 | 2 | Sangli | Mendhegiri
399 | M/s Surbhi Textile Mills Pvt. Ltd. Surbhi Estate, Mohanwadi, Katargam, Surat-395 004. | Sri Maruti Wind Park Developers | 2 | 1 x 2000 | Gut No. 149 of village Rawalgundwadi, Tal. Jath, Dist. Sangli. | 2014-03-31 | 2 | Sangli | Mendhegiri
400 | M/s BMD Power Pvt. Ltd. Bhilwara Towers, A-12, Sector-1, Noida-201 301. | Sri Maruti Wind Park Developers | 2 | 1 x 2000 | Gut No. 257 of village Karajangi, Tal. Jath, Dist. Sangli. | 2014-03-30 | 2 | Sangli | Vaspeth
401 | M/s SJP Constructions Pvt. Ltd. E-3300, Radha Krishna Textile Market, Ring Road, Surat-395 004. | Sri Maruti Wind Park Developers | 2 | 1 x 2000 | Gut No. 123 of village Rawalgundwadi, Tal. Jath, Dist. Sangli. | 2014-03-31 | 2 | Sangli | Mendhegiri
402 | M/s Bothe Wind Farm Development Pvt. Ltd. 102, "EI Tara", Hiranandani Gardens, Powai, Mumbai - 400 076. | Vestas Wind Technology India Pvt. Ltd. | 2.1 | 1 x 2100 | Gut No. 483 of village Bothe, Tal. Maan, Dist, Satara. | 2014-03-26 | 2.1 | Satara | Bothe
403 | M/s Bothe Wind Farm Development Pvt. Ltd. 102, "EI Tara", Hiranandani Gardens, Powai, Mumbai - 400 076. | Vestas Wind Technology India Pvt. Ltd. | 2.1 | 1 x 2100 | Gut No. 121 of village Bothe, Tal. Maan, Dist. Satara. | 2014-03-26 | 2.1 | Satara | Bothe
404 | M/s Bothe Wind Farm Development Pvt. Ltd. 102, "EI Tara", Hiranandani Gardens, Powai, Mumbai - 400 076. | Vestas Wind Technology India Pvt. Ltd. | 2.1 | 1 x 2100 | Gut No. 134 of village Bothe, Tal. Maan, Dist. Satara | 2014-03-26 | 2.1 | Satara | Bothe
405 | M/s Bothe Wind Farm Development Pvt. Ltd. 102, "EI Tara", Hiranandani Gardens, Powai, Mumbai - 400 076. | Vestas Wind Technology India Pvt. Ltd. | 2.1 | 1 x 2100 | Gut No. 347 of village Bothe, Tal. Maan, Dist. Satara | 2014-03-26 | 2.1 | Satara | Bothe
406 | M/s Bothe Wind Farm Development Pvt. Ltd. 102, "EI Tara", Hiranandani Gardens, Powai, Mumbai - 400 076. | Vestas Wind Technology India Pvt. Ltd. | 2.1 | 1 x 2100 | Gut No. 179, 180 of village Bothe, Tal. Maan, Dist. Satara | 2014-03-26 | 2.1 | Satara | Bothe
407 | M/s Bhilwara Energy Ltd. Bhilwara Bhavan, 40-41, Community Centre, New Friends Colony, New Delhi - 100 025. | TS Wind Power Dvelopers | 2 | 1 x 2000 | Gut No. 262 of village Altur, Tal. Shahuwadi, Dist. Kolhapur. | 2014-03-30 | 2 | Kolhapur | Bhendwade
408 | M/s Inox Renewables Ltd. Sr. No. 1837 & 1834 at Moje Jetalpur, ABS Tower, 2nd Floor, Old Padra Road, Vadodara-390 007. Gujarat | TS Wind Power Dvelopers | 2 | 1 x 2000 | Gut No. 1509 of village Kadve, Tal. Shahuwadi, Dist. Kolhapur. | 2014-03-30 | 2 | Kolhapur | Bhendwade
409 | M/s Giriraj Enterprises Malpani House, I.G. Raod, Sangamner-422 605, Dist. Ahmednagar | TS Wind Power Dvelopers | 2 | 1 x 2000 | Gut No. 224 of village Karungale, Tal. Shahuwadi, Dist. Kolhapur. | 2014-03-30 | 2 | Kolhapur | Bhendwade
410 | M/s Bhilwara Energy Ltd. Bhilwara Bhavan, 40-41, Community Centre, New Friends Colony, New Delhi - 100 025. | TS Wind Power Dvelopers | 2 | 1 x 2000 | Gut No. 238 of village Karungale, Tal. Shahuwadi, Dist. Kolhapur. | 2014-03-30 | 2 | Kolhapur | Bhendwade
411 | M/s Renew Wind Energy (Welturi) Pvt. Ltd. 6th Floor, Tower 4A, DLF Corporate Park, M.G. Road, Near Guru Dronacharya Metro Station, Gurgaon, Haryana - 122 002. | Renew Power Ventures | 2.1 | 1 x 2100 | S. No. 76/1 of village Welturi, Tal. Ashti, Dist. Beed. | 2014-03-31 | 2.1 | Beed | Gangadevi
412 | M/s Renew Wind Energy (Welturi) Pvt. Ltd. 6th Floor, Tower 4A, DLF Corporate Park, M.G. Road, Near Guru Dronacharya Metro Station, Gurgaon, Haryana - 122 002. | Renew Power Ventures | 2.1 | 1 x 2100 | S. No. 71/A/1B of village Welturi, Tal. Asthi, Dist. Beed. | 2014-03-31 | 2.1 | Beed | Gangadevi
413 | M/s Panama Wind Energy Godawari Pvt. Ltd. "First Floor, Lunkad Towers, Survey No. 204-206, Near Ganpati Chowk, Lohegaon, Viman Nagar, Pune - 411 014 | Panama Wind Energy Godawari Pvt. Ltd. | 20 | 10 x 2000 | Gut No. 74, 75 of village Kombadwadi, Gut No. 167, 191, 208, 216 of village Sushi, Gut No. 293, 302 of village Rajpimpri, Gut No. 42 of village Kumbhe, Jalgaon & Gut No. 182 of village Devpimpri, Tal. Gevrai, Dist. Beed. | 2014-03-31 | 20 | Beed | Mirkala
414 | M/s Bothe Wind Farm Development Pvt. Ltd. 102, "EI Tara", Hiranandani Gardens, Powai, Mumbai - 400 076. | Vestas Wind Technology India Pvt. Ltd. | 2.1 | 1 x 2100 | Gut No. 50 of village Bothe, Tal. Maan, Dist. Satara. | 2014-03-29 | 2.1 | Satara | Bothe
415 | M/s Tata Power Renewable Energy Ltd. C/o The Tata Power Company Ltd., Corporate Centre, A Block, Sant Taukaram Road, Carnac Bunder, Mumbai - 400 009 | Acorn Properties | 4 | 2 x 2000 | Gut No. 594, 595, 596 of village Girijashankarwadi, Tal. Khatav, Dist. Satara. | 2014-03-30 | 4 | Satara | Girijashankarwadi
416 | M/s Giriraj Enterprises Malpani House, I.G. Raod, Sangamner-422 605, Dist. Ahmednagar | Acorn Properties | 2 | 1 x 2000 | Gut No. 1554, 1555, 1556A, 1805, 1810 of village Rajache Kurle, Tal. Khatav, Dist. Satara. | 2014-03-30 | 2 | Satara | Girijashankarwadi
417 | M/s NSL Wind Power Company (Satara) Pvt. Ltd. NSL ICON, 4th Floor, #8-2-684/2/A, Road No. 12, Banjara Hills, Hyderabad-500 034. | Sri Maruti Wind Park Developers | 3 | 2 x 1500 | Gut No. 511 of village Chilarwadi, Tal. Maan, Dist. Satara. | 2014-03-31 | 3 | Satara | Agaswadi
418 | M/s Jath Wind Energy Pvt. Ltd. NSL ICON, 4th Floor, #8-2-684/2/A, Plot No. 1 to 4, Opp. ICICI Bank Road No. 12, Banjara Hills, Hyderabad-500 034 | Sri Maruti Wind Park Developers | 2 | 1 x 2000 | Gut No, 62 of village Rawalgundwadi, Tal. Jath, Dist. Sangli. | 2014-03-31 | 2 | Sangli | Mendhegiri
419 | M/s Jath Wind Energy Pvt. Ltd. NSL ICON, 4th Floor, #8-2-684/2/A, Plot No. 1 to 4, Opp. ICICI Bank Road No. 12, Banjara Hills, Hyderabad-500 034 | Sri Maruti Wind Park Developers | 2 | 1 x 2000 | Gut No. 342, 344 of village Rawalgundwadi, Tal. Jath, Dist. Sangli. | 2014-03-31 | 2 | Sangli | Mendhegiri
420 | M/s Jath Wind Energy Pvt. Ltd. NSL ICON, 4th Floor, #8-2-684/2/A, Plot No. 1 to 4, Opp. ICICI Bank Road No. 12, Banjara Hills, Hyderabad-500 034 | Sri Maruti Wind Park Developers | 2 | 1 x 2000 | Gut No. 45 of village Muchandi, Tal. Jath, Dist. Sangli. | 2014-03-31 | 2 | Sangli | Mendhegiri
421 | M/s Giriraj Enterprises Malpani House, I.G. Raod, Sangamner-422 605, Dist. Ahmednagar | Sri Maruti Wind Park Developers | 2 | 1 x 2000 | Gut No. 53/3 of village Rawalgundwadi, Tal. Jath, Dist. Sangli. | 2014-03-31 | 2 | Sangli | Mendhegiri
422 | M/s Parmarth Wind Energy Pvt. Ltd. 7, Munshi Premchand Sarani, Hastings, Kolkata - 700 022. | Sri Maruti Wind Park Developers | 1.7 | 2 x 850 | Gut No. 157 of village Altur, Tal. Shahuwadi, Dist. Kolhapur. | 2014-03-29 | 1.7 | Kolhapur | Bhendwade
423 | M/s Parmarth Wind Energy Pvt. Ltd. 7, Munshi Premchand Sarani, Hastings, Kolkata - 700 022. | Sri Maruti Wind Park Developers | 0.85 | 1 x 850 | Gut No. 162 of village Altur, Tal. Shahuwadi, Dist. Kolhapur. | 2014-03-29 | 0.85 | Kolhapur | Bhendwade
424 | M/s Parmarth Wind Energy Pvt. Ltd. 7, Munshi Premchand Sarani, Hastings, Kolkata - 700 022. | Sri Maruti Wind Park Developers | 0.85 | 1 x 850 | Gut No. 170 of village Altur, Tal. Shahuwadi, Dist. Kolhapur. | 2014-03-29 | 0.85 | Kolhapur | Bhendwade
425 | M/s Parmarth Wind Energy Pvt. Ltd. 7, Munshi Premchand Sarani, Hastings, Kolkata - 700 022. | Sri Maruti Wind Park Developers | 0.85 | 1 x 850 | Gut No. 161 of vilalge Altur, Tal. Shahuwadi, Dist. Kolhapur. | 2014-03-29 | 0.85 | Kolhapur | Bhendwade
426 | M/s CLP Wind Farms India Pvt. Ltd. Plot No. D-1, 3rd Floor, Salcon Ras Vilas, District Centre, Saket, New Delhi-110 017. | Sri Maruti Wind Park Developers | 2 | 1 x 2000 | Gut No. 384 of village Salekiri, Tal. Jath, Dist. Sangli. | 2014-03-30 | 2 | Sangli | Vaspeth
427 | M/s NSL Wind Power Compnay (Kaythar) Pvt. Ltd. NSL ICON, 4th Floor, #8-2-684/2/A, Road No. 12, Banjara Hills, Hyderabad-500 034. | Sri Maruti Wind Park Developers | 1.5 | 1 x 1500 | Gut No. 929/9, 929/10 of village Wayphal, Tal. Jath, Dist. Sangli. | 2014-03-31 | 1.5 | Sangli | Sanmadi
428 | M/s NSL Wind Power Company (Kaythar) Pvt. Ltd. NSL ICON, 4th Floor, #8-2-684/2/A, Road No. 12, Banjara Hills, Hyderabad - 500 034. | Sri Maruti Wind Park Developers | 1.5 | 1 x 1500 | Gut No. 930 of village Wayphal, Tal. Jath, Dist. Sangli. | 2014-03-31 | 1.5 | Sangli | Sanmadi
429 | M/s Jath Wind Energy Pvt. Ltd. NSL ICON, 4th Floor, #8-2-684/2/A, Plot No. 1 to 4, Opp. ICICI Bank Road No. 12, Banjara Hills, Hyderabad-500 034 | Sri Maruti Wind Park Developers | 4 | 2 x 2000 | Gut No. 350 of village Shedyal, Tal. Jath, Dist. Sangli. | 2014-03-30 | 4 | Sangli | Vaspeth
430 | M/s Surbhi Textile Mills Pvt. Ltd. Surbhi Estate, Mohanwadi, Katargam, Surat-395 004. | Sri Maruti Wind Park Developers | 2 | 1 x 2000 | Gut No. 222/A of village Khojanwadi, Tal. Jath, Dist. Sangli. | 2014-03-31 | 2 | Sangli | Mendhegiri
431 | M/s D. J. Malpani Malpani Estate, Kasara Dumala, Sangamner, Dist. Ahmednagar - 422 605 | Sri Maruti Wind Park Developers | 2 | 1 x 2000 | Gut No. 80 of village Rawalgundwadi, Tal. Jath, Dist. Sangli. | 2014-03-31 | 2 | Sangli | Mendhegiri
432 | M/s NSL Wind Power Company (Kaythar) Pvt. Ltd. NSL ICON, 4th Floor, #8-2-684/2/A, Road No. 12, Banjara Hills, Hyderabad - 500 034. | Sri Maruti Wind Park Developers | 1.5 | 1 x 1500 | Gut No. 276 of village Wayphal, Tal. Jath, Dist. Sangli. | 2014-03-31 | 1.5 | Sangli | Sanmadi
433 | M/s NSL Wind Power Company (Kaythar) Pvt. Ltd. NSL ICON, 4th Floor, #8-2-684/2/A, Road No. 12, Banjara Hills, Hyderabad - 500 034. | Sri Maruti Wind Park Developers | 1.5 | 1 x 1500 | Gut No. 229 of village Wayphal, Tal. Jath, Dist. Sangli. | 2014-03-31 | 1.5 | Sangli | Sanmadi
434 | M/s D. J. Malpani Malpani Estate, Kasara Dumala, Sangamner, Dist. Ahmednagar - 422 605 | Sri Maruti Wind Park Developers | 6 | 3 x 2000 | Gut No. 50 of village Muchandi, Tal. Jath, Dist. Sangli. | 2014-03-31 | 6 | Sangli | Mendhegiri
435 | M/s D. J. Malpani Malpani Estate, Kasara Dumala, Sangamner, Dist. Ahmednagar - 422 605 | Sri Maruti Wind Park Developers | 2 | 1 x 2000 | Gut No. 222/C of village Khojanwadi, Tal. Jath, Dist. Sangli. | 2014-03-31 | 2 | Sangli | Mendhegiri
436 | M/s Tata Power Renewable Energy Ltd. C/o The Tata Power Company Ltd., Corporate Centre, A Block, Sant Taukaram Road, Carnac Bunder, Mumbai - 400 009 | Acorn Properties | 14 | 7 x 2000 | Gut No. 1794, 1812, 1813, 1823, 1825, 1827, 1830, 1839, 1849 of village Rajache Kurle, Tal. Khatav, Dist. Satara. | 2014-03-30 | 14 | Satara | Girijashankarwadi
437 | M/s Bhilwara Green Energy Ltd. Bhilwara Bhavan, 40-41, Community Centre, New Friends Colony, New Delhi - 100 065. | TS Wind Power Dvelopers | 2 | 1 x 2000 | Gut No. 219 of village Kotoli, Tal. Shahuwadi, Dist. Kolhapur. | 2014-03-30 | 2 | Kolhapur | Bhendwade
438 | M/s CLP Wind Farms India Pvt. Ltd. Plot No. D-1, 3rd Floor, Salcon Ras Vilas, District Centre, Saket, New Delhi-110 017. | Sri Maruti Wind Park Developers | 2 | 1 x 2000 | Gut No. 47/1, 48/3 of village Mendhegiri Tal. Jath, Dist. Sangli. | 2014-03-30 | 2 | Sangli | Vaspeth
439 | M/s Tata Power Renewable Energy Ltd. C/o The Tata Power Company Ltd., Corporate Centre, A Block, Sant Taukaram Road, Carnac Bunder, Mumbai - 400 009 | Acorn Properties | 2 | 1 x 2000 | Gut No. 1814 of village Rajache kurle, Tal. Khatav, Dist. Satara. | 2014-03-30 | 2 | Satara | Girijashankarwadi
440 | M/s SJVN Ltd. HIMIFED Building, New Shimla, Himachal Pradesh-171 009. | K. P. Power | 0.85 | 1 x 850 | Gut No. 246/1 of village Khirvire, Tal. Akole, Dist. Ahmednagar. | 2014-03-30 | 0.85 | Ahmednagar | Panchapatta
441 | M/s SJVN Ltd. HIMFED Building, New Shimla, Himachal Pradesh-171 009. | K. P. Power | 0.85 | 1 x 850 | Gut No. 267/3 of village Khirvire, Tal. Akole, Dist. Ahmednagar | 2014-03-30 | 0.85 | Ahmednagar | Panchapatta
442 | M/s NSL Wind Power Company (Kayathar) Pvt. Ltd. NSL ICON, 4th Floor, #8-2-684/2/A, Road No. 12, Banjara Hills, Hyderabad-500 034. | Sri Maruti Wind Park Developers | 1.5 | 1 x 1500 | Gut No. 1034 of village Wayphal, Tal. Jath, Dist. Sangli. | 2014-03-31 | 1.5 | Sangli | Sanmadi
443 | M/s Sri Balaji & Co. 405, 4th Floor, Marker Chamber No. V, Nariman Point, Mumbai - 400 021. | Sri Maruti Wind Park Developers | 2 | 1 x 2000 | Gut No. 249 of village Jath, Tal. Jath, Dist. Sangli. | 2014-03-31 | 2 | Sangli | Mendhegiri
444 | M/s NSL Wind Power Company (Kayathar) Pvt. Ltd. NSL ICON, 4th Floor, #8-2-684/2/A, Road No. 12, Banjara Hills, Hyderabad-500 034. | Sri Maruti Wind Park Developers | 1.5 | 1 x 1500 | Gut No. 331/A of village Banali, Tal. Jath, Dist. Sangli. | 2014-03-31 | 1.5 | Sangli | Sanmadi
445 | M/s D. J. Malpani Malpani Estate, Kasara Dumala, Sangamner, Dist. Ahmednagar - 422 605 | Sri Maruti Wind Park Developers | 2 | 1 x 2000 | Gut No. 39/6 of village Rawalgundwadi, Tal. Jath, Dist. Sangli. | 2014-03-31 | 2 | Sangli | Mendhegiri
446 | M/s BMD Power Pvt. Ltd. Bhilwara Towers, A-12, Sector-1, Noida-201 301. | Sri Maruti Wind Park Developers | 2 | 1 x 2000 | Gut No. 354 of village Valsang, Tal. Jath, Dist. Sangli | 2014-03-31 | 2 | Sangli | Vaspeth
447 | M/s Tata Power Renewable Energy Ltd. C/o The Tata Power Company Ltd., Corporate Centre, A Block, Sant Taukaram Road, Carnac Bunder, Mumbai - 400 009 | Acorn Properties | 2 | 1 x 2000 | Gut No. 1783 of village Rajache Kurle, Tal. Khatav, Dist. Satara. | 2014-03-30 | 2 | Satara | Girijashankarwadi
448 | M/s Kwality Tobacco Products P.B. No. 14, 226, Nehru Road, Jaysingpur - 416 101. | Sri Maruti Wind Park Developers | 0.85 | 1 x 850 | Gut No. 257 of village Kotoli, Tal. Shahuwadi, Dist. Kolhapur. | 2014-03-29 | 0.85 | Kolhapur | Bhendwade
449 | M/s Rajlakshmi Minerals D.N. 1499/1, P.O. Box No. 38, Kariganur-Post, Hospet-583 201 | Sri Maruti Wind Park Developers | 0.85 | 1 x 850 | Gut No. 165 of village Altur, Tal. Shahuwadi, Dist. Kolhapur. | 2014-03-29 | 0.85 | Kolhapur | Bhendwade
450 | M/s SJVN Ltd. HIMIFED Building, New Shimla, Himachal Pradesh-171 009. | K. P. Power | 0.85 | 1 x 850 | Gut No. 147/2 of village Khirvire, Tal. Akole, Dist. Ahmednagar. | 2014-03-30 | 0.85 | Ahmednagar | Panchapatta
451 | M/s Parmarth Wind Energy Pvt. Ltd. 7, Munshi Premchand Sarani, Hastings, Kolkata - 700 022. | Sri Maruti Wind Park Developers | 0.85 | 1 x 850 | Gut No. 165 of village Altur, Tal. Shahuwadi, Dist. Kolhapur. | 2014-03-29 | 0.85 | Kolhapur | Bhendwade
452 | M/s Rajlakshmi Minerals D.N. 1499/1, P.O. Box No. 38, Kariganur-Post, Hospet-583 201 | Sri Maruti Wind Park Developers | 0.85 | 1 x 850 | Gut No. 169 of village Altur, Tal. Shahuwadi, Dist. Kolhapur. | 2014-03-29 | 0.85 | Kolhapur | Bhendwade
453 | M/s Garudachalam Power Pvt. Ltd. No. F702, Adarsh Rhythm Apt., 71 Panduranga Nagar, Bannerghatta Road, Bangalore-560 076. | Sri Maruti Wind Park Developers | 0.85 | 1 x 850 | Gut No. 257 of village Kotoli, Tal. Shahuwadi, Dist. Kolhapur. | 2014-03-29 | 0.85 | Kolhapur | Bhendwade
454 | M/s D. J. Malpani Malpani Estate, Kasara Dumala, Sangamner, Dist. Ahmednagar - 422 605 | Sri Maruti Wind Park Developers | 2 | 1 x 2000 | Gut No. 271/1 of village Jath, Tal. Jath, Dist. Sangli. | 2014-03-30 | 2 | Sangli | Vaspeth
455 | M/s Bhilwara Energy Ltd. Bhilwara Bhavan, 40-41, Community Centre, New Friends Colony, New Delhi - 100 025. | TS Wind Power Dvelopers | 2 | 1 x 2000 | Gut No. 1724 of village Kadve, Tal. Shahuwadi, Dist. Kolhapur. | 2014-03-30 | 2 | Kolhapur | Bhendwade
456 | M/s Bhilwara Energy Ltd. Bhilwara Towers, A-12, Sector 1, Noida-201 301 (NCR Delhi) | TS Wind Power Dvelopers | 2 | 1 x 2000 | Gut No. 236 of village Karungale, Tal. Shahuwadi, Dist. Kolhapur. | 2014-03-31 | 2 | Kolhapur | Bhendwade
457 | M/s Green Infra Wind Energy Ltd. 2nd Floor, Tower-II, NBCC Plaza, Pushp Vihar, Sector-5, Saket, New Delhi - 110 017 | Sri Maruti Wind Park Developers | 1.5 | 1 x 1500 | Forest Comp. No. 137 & Gut No. 905 of village Bhud, Tal. Khanapur, Dist. Sangli. | 2014-03-30 | 1.5 | Sangli | Bhud
458 | M/s Renew Wind Energy (Welturi) Pvt. Ltd. 6th Floor, Tower 4A, DLF Corporate Park, M.G. Road, Near Guru Dronacharya Metro Station, Gurgaon, Haryana - 122 002. | Renew Power Ventures | 2.1 | 1 x 2100 | S. N. 68/E3 of village Welturi, Tal. Ashti, Dist. Beed | 2014-03-31 | 2.1 | Beed | Gangadevi
459 | M/s V. R. Sreekumaran No. 7A, Radhakrishnan Street, Ponnammal Nagar, Nesabakkam, Chennai-600 078 | Sri Maruti Wind Park Developers | 0.85 | 1 x 850 | Gut No. 199 of village Altur, Tal. Shahuwadi, Dist. Kolhapur | 2014-03-29 | 0.85 | Kolhapur | Bhendwade
460 | M/s Parmarth Wind Energy Pvt. Ltd. 7, Munshi Premchand Sarani, Hastings, Kolkata - 700 022. | Sri Maruti Wind Park Developers | 0.85 | 1 x 850 | Gut No. 215 of village Kotoli, Tal. Shahuwadi, Dist. Kolhapur. | 2014-03-29 | 0.85 | Kolhapur | Bhendwade
461 | M/s Renew Wind Energy (Rajasthan) Pvt. Ltd. Tower 4A, DLF Corporate Park, Near Guru Dronacharya Metro Station, M.G. Road, Gurgaon, Haryana. | Aditya Engineers | 1.5 | 1 x 1500 | Gut No. 864 of village Balawadi (Kha), Tal. Khanapur, Dist. Sangli. | 2014-03-29 | 1.5 | Sangli | Bhud
462 | M/s Rajlakshmi Minerals D.N. 1499/1, P.O. Box No. 38, Kariganur-Post, Hospet-583 201 | Sri Maruti Wind Park Developers | 0.85 | 1 x 850 | Gut No. 238 of village Pusarle, Tal. Shahuwadi, Dist. Kolhapur. | 2014-03-29 | 0.85 | Kolhapur | Bhendwade
463 | M/s Arunachalamm Renewable Energy Pvt. Ltd. H.No. 16-11-16/75, Plot No. 75, Sripuram Colony, Malakpet, Hyderabad-500 036 | Sri Maruti Wind Park Developers | 1.7 | 2 x 850 | Gut No. 217 of village Karungale, Tal. Shahuwadi, Dist. Kolhapur. | 2014-03-29 | 0.85 | Kolhapur | Bhendwade
| M/s Parmarth Wind Energy Pvt. Ltd. 7, Munshi Premchand Sarani, Hastings, Kolkata - 700 022. |  |  |  |  | 2014-03-29 | 0.85
464 | M/s Rajlakshmi Minerals D.N. 1499/1, P.O. Box No. 38, Kariganur-Post, Hospet-583 201 | Sri Maruti Wind Park Developers | 0.85 | 1 x 850 | Gut No. 238 of village Pusarle, Tal. Shahuwadi, Dist. Kolhapur. | 2014-03-29 | 0.85 | Kolhapur | Bhendawade
465 | M/s D. J. Malpani Malpani Estate, Kasara Dumala, Sangamner, Dist. Ahmednagar - 422 605 | Sri Maruti Wind Park Developers | 2 | 1 x 2000 | Gut No. 173 of village Rawalgundwadi, Tal. Jath, Dist. Sangli. | 2014-03-31 | 2 | Sangli | Mendhegiri
466 | M/s Parmarth Wind Energy Pvt. Ltd. 7, Munshi Premchand Sarani, Hastings, Kolkata - 700 022. | Sri Maruti Wind Park Developers | 1.7 | 2 x 850 | Gut No. 174 of village Altur, Tal. Shahuwadi, Dist. Kolhapur. | 2014-03-29 | 1.7 | Kolhapur | Bhendwade
467 | M/s Inox Renewables Ltd. Sr. No. 1837 & 1834 at Moje Jetalpur, ABS Tower, 2nd Floor, Old Padra Road, Vadodara-390 007. Gujarat | TS Wind Power Dvelopers | 2 | 1 x 2000 | Gut No. 238 of village Karungale, Tal. Shahuwadi, Dist. Kolhapur. | 2014-03-31 | 2 | Kolhapur | Bhendwade
468 | M/s Giriraj Enterprises Malpani House, I.G. Raod, Sangamner-422 605, Dist. Ahmednagar | TS Wind Power Dvelopers | 2 | 1 x 2000 | Gut No. 225 of village Karungale, Tal. Shahuwadi, Dist. Kolhapur. | 2014-03-31 | 2 | Kolhapur | Bhendwade
469 | M/s Bhilwara Energy Ltd. Bhilwara Bhavan, 40-41, Community Centre, New Friends Colony, New Delhi - 100 025. | TS Wind Power Dvelopers | 2 | 1 x 2000 | Gut No. 212 of village Karungale, Tal. Shahuwadi, Dist. Kolhapur | 2014-03-31 | 2 | Kolhapur | Bhendwade
470 | M/s Green Infra Wind Energy Ltd. 2nd Floor, Tower-II, NBCC Plaza, Pushp Vihar, Sector-5, Saket, New Delhi - 110 017 | Sri Maruti Wind Park Developers | 1.5 | 1 x 1500 | Forest Comp. No. 136 & Gut No. 763 of village Madalmuthi, Tal. Khanapur, Dist. Sangli. | 2014-03-30 | 1.5 | Sangli | Bhud
471 | M/s Sidhidata Power LLP 7, Munshi Premchand Sarani, Hastings, Kolkata-700 022 | Sri Maruti Wind Park Developers | 2 | 1 x 2000 | Gut No. 222/2 of village Jath, Tal. Jath, Dist. Sangli. | 2014-03-31 | 2 | Sangli | Vaspeth
472 | M/s Giriraj Enterprises Malpani House, I.G. Raod, Sangamner-422 605, Dist. Ahmednagar | Sri Maruti Wind Park Developers | 2 | 1 x 2000 | Gut No. 100 of village Rawalgundwadi, Tal. Jath, Dist. Sangli. | 2014-03-31 | 2 | Sangli | Mendhegiri
473 | M/s Parmarth Wind Energy Pvt. Ltd. 7, Munshi Premchand Sarani, Hastings, Kolkata - 700 022. | Sri Maruti Wind Park Developers | 1.7 | 2 x 850 | Gut No. 176 of village Altur, Tal. Shahuwadi, Dist. Kolhapur. | 2014-03-29 | 1.7 | Kolhapur | Bhendwade
474 | M/s Giriraj Enterprises Malpani House, I.G. Raod, Sangamner-422 605, Dist. Ahmednagar | TS Wind Power Dvelopers | 2 | 1 x 2000 | Gut No. 1023 of village Ameni, Tal. Shahuwadi, Dist. Kolhapur. | 2014-03-31 | 2 | Kolhapur | Bhendwade
|  |  | 1074 |  |  |  | 1074

## 2014-15
2014-15
File No. | Investor Name & Address | Name of Developer | Capacity MW |  | Gut No. & Village | Commissined Capacity & Date |  | District | Site Name
|  |  | MW | No. of M/c |  | Date | MW
1 | M/s Renew Wind Energy (Rajasthan) Pvt. Ltd. Tower 4A, DLF Corporate Park, Near Guru, Dronacharya Metro Station, M.G. Road, Gurgaon Haryana. | Aditya Engineers | 1.5 | 1 x 1500 | Gut No. 265 of village Benapur Tal. Khanapur, Dist. Sangli | 2014-10-27 | 1.5 | Sangali | Bhud
2 | M/s SJVN Ltd. HIMFED Building, New Shimla, Himachal Pradesh-171 009. | K. P. Power | 0.85 | 1 x 850 | Gut No. 177 of village Kombhalne, Tal. Akole, Dist. Ahmednagar. | 2014-05-20 | 0.85 | Ahmednagar | Panchapatta
3 | M/s Renew Wind Energy (Devgarh) Pvt. Ltd. 138, Ansal Chamber-II, Bikaji Cama Place, New Delhi - 110 066. | Sri Maruti Wind Park Developers | 1.5 | 1 x 1500 | Gut No. 21 of village Nigadi Khurd, Tal. Jath, Dist. Sangli. | 2014-11-11 | 1.5 | Sangli | Vaspeth
4 | M/s SJVN Ltd. HIMFED Building, New Shimla, Himachal Pradesh-171 009. | K. P. Power | 0.85 | 1 x 850 | Gut No. 913 of village Kombhalne, Tal. Akole, Dist. Ahmednagar. | 2014-04-15 | 0.85 | Ahmednagar | Panchapatta
5 | M/s Khandke Wind Energy Pvt. Ltd. The IL & FS Financial Center, Plot C-22, G Block, Bandra-Kurla Complex, Bandra (East), Mumbai-400 051. | Wind World (I) Ltd. | 0.8 | 1 x 800 | Forest Comp. No. 839 & Gut No. 3301, 3302, 3304 of village Kaledhon, Tal. Khatav, Dist. Satara. | 2014-10-09 | 0.8 | Satara | Khanapur
6 | M/s Shirke Infrastructure 72-76 Industrial Estate, Mundhwa, Pune - 411 036. | Shriram epc | 0.75 | 3 x 250 | Gut No. 291 of village Benapur, Tal. Khanapur, Dist. Sangli. | 2015-02-20 | 0.75 | Sangali | Bhud
7 | M/s Sispara Renewable Power Pvt. Ltd. NSL ICON, 4th Floor, #8-2-684/2/A, Road No. 12, Banjara Hills, Hyderabad-500 034 | Sri Maruti Wind Park Developers | 1.5 | 1 x 1500 | Gut No. 30 of village Pukalewadi, Tal. Maan, Dist. Satara. | 2015-03-31 | 1.5 | Satara | Agaswadi
8 | M/s Sispara Renewable Power Pvt. Ltd. NSL ICON, 4th Floor, #8-2-684/2/A, Road No. 12, Banjara Hills, Hyderabad-500 034 | Sri Maruti Wind Park Developers | 1.5 | 1 x 1500 | Gut No. 20 of village Pukalewadi, Tal. Maan, Dist. Satara. | 2015-03-31 | 1.5 | Satara | Agaswadi
9 | M/s SJVN Ltd. HIMFED Building, New Shimla, Himachal Pradesh-171 009. | K. P. Power | 0.85 | 1 x 850 | Gut No. 43 of village Poperewadi, Tal. Akole, Dist. Ahmednagar. | 2014-04-15 | 0.85 | Ahmednagar | Panchapatta
10 | M/s Lalpur Wind Energy Pvt. Ltd. The IL & FS Financial Center, Plot C-22, G Block, Bandra-Kurla Complex, Bandra (East), Mumbai-400 051. | Vish Wind | 0.8 | 1 x 800 | Gut No. 345 of village Agadgaon, Tal. Ahmednagar, Dist. Ahmednagar. | 2014-06-30 | 0.8 | Ahmednagar | Khandke
11 | M/s Lalpur Wind Energy Pvt. Ltd. The IL & FS Financial Center, Plot C-22, G Block, Bandra-Kurla Complex, Bandra (East), Mumbai-400 051. | Vish Wind | 0.8 | 1 x 800 | Gut No. 93 of village Khandke, Tal. Ahmednagar, Dist. Ahmednagar | 2014-06-30 | 0.8 | Ahmednagar | Khandke
12 | M/s Lalpur Wind Energy Pvt. Ltd. The IL & FS Financial Center, Plot C-22, G Block, Bandra-Kurla Complex, Bandra (East), Mumbai-400 051. | Vish Wind | 1.6 | 2 x 800 | Gut No. 295 of village Agadgaon, Gut No. 160 of village Ratadgaon, Tal. Ahmednagar, Dist. Ahmednagar | 2014-06-27 | 0.8 | Ahmednagar | Khandke
[6 empty] | 2014-06-30 | 0.8
13 | M/s Shirke Recreation Enterprises 72-76, Industrial Estate, Mundhwa, Pune-411 036. | Winwind Power Energy | 2 | 2 x 1000 | Gut No. 180 of village Motha, Tal. Chikhaldara, Dist. Amravati. | 2014-10-15 | 2 | Amravati | Motha
14 | M/s Sispara Renewable Power Pvt. Ltd. NSL ICON, 4th Floor, #8-2-684/2/A, Road No. 12, Banjara Hills, Hyderabad-500 034 | Sri Maruti Wind Park Developers | 1.5 | 1 x 1500 | Gut No. 49 of village Pukalewadi, Tal. Maan, Dist. Satara. | 2015-03-31 | 1.5 | Satara | Agaswadi
15 | M/s Kalsubai Power Pvt. Ltd. NSL ICON, 4th Floor, #8-2-684/2/A, Road No. 12, Banjara Hills, Hyderabad-500 034. | Sri Maruti Wind Park Developers | 7.5 | 5 x 1500 | Gut No. 41, 42 of village Pukalewadi, Tal. Maan, Dist. Satara | 2015-03-31 | 4.5 | Satara | Agaswadi
| M/s Sispara Renewable Power Pvt. Ltd. NSL ICON, 4th Floor, #8-2-684/2/A, Road No. 12, Banjara Hills, Hyderabad-500 034 |  |  |  | Gut No. 23, 67 of village Pukalewadi, Tal. Maan, Dist. Satara | 2015-03-31 | 3
16 | M/s Sispara Renewable Power Pvt. Ltd. NSL ICON, 4th Floor, #8-2-684/2/A, Road No. 12, Banjara Hills, Hyderabad-500 034 | Sri Maruti Wind Park Developers | 1.5 | 1 x 1500 | Gut No. 18 of village Pukalewadi, Tal. Maan, Dist. Satara. | 2015-03-31 | 1.5 | Satara | Agaswadi
17 | M/s NSL Wind Power Company (Sayamalai) Pvt. Ltd. NSL ICON, 4th Floor, #8-2-684/2/A, Road No. 12, Banjara Hills, Hyderabad-500 034. | TS Wind Power Dvelopers | 3 | 2 x 1500 | Gut No. 13/2 of village Waki, Tal. Javali, Dist. Satara | 2015-02-13 | 1.5 | Satara | Kas
[6 empty] | 2015-03-31 | 1.5
18 | M/s NSL Wind Power Company (Sayamalai) Pvt. Ltd. NSL ICON, 4th Floor, #8-2-684/2/A, Road No. 12, Banjara Hills, Hyderabad-500 034. | TS Wind Power Dvelopers | 3 | 2 x 1500 | Gut No. 2 of village Sahyadrinagar, Tal. Javali, Dist. Satara. | 2015-03-31 | 3 | Satara | Kas
19 | M/s Giriraj Enterprises Malpani House, I.G. Raod, Sangamner-422 605, Dist. Ahmednagar | Acorn Properties | 12 | 6 x 2000 | Gut No. 1554, 1555, 1556A, 1810 of village Rajache Kurle, Tal. Khatav, Dist. Satara. | 2014-08-15 | 12 | Satara | Girijashankarwadi
20 | M/s Sispara Renewable Power Pvt. Ltd. NSL ICON, 4th Floor, #8-2-684/2/A, Road No. 12, Banjara Hills, Hyderabad-500 034 | Sri Maruti Wind Park Developers | 3 | 2 x 1500 | Gut No. 511 of village Chilarwadi, Tal. Maan, Dist. Satara. | 2015-03-31 | 3 | Satara | Agaswadi
21 | M/s Renew Wind Energy (Devgarh) Pvt. Ltd. 138, Ansal Chamber-II, Bikaji Cama Place, New Delhi - 110 066. | Sri Maruti Wind Park Developers | 1.5 | 1 x 1500 | Gut No. 205/1, 205/2 of village Nigadi Khurd, Tal. Jath, Dist. Sangli. | 2014-11-11 | 1.5 | Sangli | Vaspeth
22 | M/s Tata Power Renewable Energy Ltd. C/o The Tata Power Company Ltd., Corporate Centre, A Block, Sant Taukaram Road, Carnac Bunder, Mumbai - 400 009 | Acorn Properties | 2 | 1 x 2000 | Gut No. 582 of village Girijashankarwadi, Tal. Khatav, Dist. Satara. | 2014-08-15 | 2 | Satara | Girijashankarwadi
23 | M/s Renew Wind Energy (Devgarh) Pvt. Ltd. 138, Ansal Chamber-II, Bikaji Cama Place, New Delhi - 110 066. | Sri Maruti Wind Park Developers | 1.5 | 1 x 1500 | Gut No. 194 of village Gholeshwar, Tal. Jath, Dist. Sangli. | 2014-11-11 | 1.5 | Sangli | Vaspeth
24 | M/s Renew Wind Energy (Devgarh) Pvt. Ltd. 138, Ansal Chamber-II, Bikaji Cama Place, New Delhi - 110 066. | Sri Maruti Wind Park Developers | 1.5 | 1 x 1500 | Gut No. 190/1 of village Gholeshwar, Tal. Jath, Dist. Sangli. | 2014-11-11 | 1.5 | Sangli | Vaspeth
25 | M/s Ratnagir Wind Power Projects Pvt. Ltd. JJ Arcade, Final Polt No. 480, TPS. 1, Sanivarpet, Near Pankaj Hotel, NH-4, Karad-415 110 | Ratnagiri Wind Power | 6.4 | 4 x 1600 | Gut No. 58, 68, 69 of village Kahir, Gut No. 82/1/1 of village Shindewadi, Gut No. 102 of village Palshi, Tal. Patan, Dist. Satara. | 2014-09-05 | 6.4 | Satara | Palshi
26 | M/s Srikanth Energy Pvt. Ltd. #7-1-50/3, Flat No. 302, Myneni Apartments, Shyam Karan Road, Ameerpet, Hyderabad-500 016. | TS Wind Power Dvelopers | 2 | 1 x 2000 | Gut No. 1733 of village Kadve, Tal. Shahuwadi, Dist. Kolhapur. | 2014-05-27 | 2 | Kolhapur | Bhendwade
27 | M/s Renew Wind Energy (Devgarh) Pvt. Ltd. 138, Ansal Chamber-II, Bikaji Cama Place, New Delhi - 110 066. | Sri Maruti Wind Park Developers | 3 | 2 x 1500 | Gut No. 190/1 of village Gholeshwar, Tal. Jath, Dist. Sangli. | 2014-11-11 | 3 | Sangli | Vaspeth
28 | M/s Giriraj Enterprises Malpani House, I.G. Raod, Sangamner-422 605, Dist. Ahmednagar | TS Wind Power Dvelopers | 2 | 1 x 2000 | Gut No. 219 of village Kotoli, Tal. Shahuwadi, Dist. Kolhapur. | 2014-10-21 | 2 | Kolhapur | Bhendwade
29 | M/s Panama Wind Energy Godawari Pvt. Ltd. "First Floor, Lunkad Towers, Survey No. 204-206, Near Ganpati Chowk, Lohegaon, Viman Nagar, Pune - 411 014 | Panama Wind Energy Godawari Pvt. Ltd. | 10 | 5 x 2000 | Gut No. 46, 58, 68, 73 of village Manmodi, Gut No. 97, 105 of village Khopti & Gut No. 107 of village Sushi, Tal. Gevraj, Dist. Beed. | 2014-07-25 | 2 | Beed | Mirkala
[6 empty] | 2014-09-06 | 8
30 | M/s Lalpur Wind Energy Pvt. Ltd. The IL & FS Financial Center, Plot C-22, G Block, Bandra-Kurla Complex, Bandra (East), Mumbai-400 051 | Vish Wind | 0.8 | 1 x 800 | Gut No. 761/1 of village Agadgaon, Tal. Ahmednagar, Dist. Ahmednagar | 2014-06-30 | 0.8 | Ahmednagar | Khandke
31 | M/s Lalpur Wind Energy Pvt. Ltd. The IL & FS Financial Center, Plot C-22, G Block, Bandra-Kurla Complex, Bandra (East), Mumbai-400 051 | Vish Wind | 0.8 | 1 x 800 | Gut No. 25 of village Devgaon, Tal. Ahmednagar, Dist. Ahmednagar. | 2014-06-30 | 0.8 | Ahmednagar | Khandke
32 | M/s Lalpur Wind Energy Pvt. Ltd. The IL & FS Financial Center, Plot C-22, G Block, Bandra-Kurla Complex, Bandra (East), Mumbai-400 051 | Vish Wind | 0.8 | 1 x 800 | Gut No. 33 of village Devgaon, Tal. Ahmednagar, Dist. Ahmednagar. | 2014-06-30 | 0.8 | Ahmednagar | Khandke
33 | M/s Lalpur Wind Energy Pvt. Ltd. The IL & FS Financial Center, Plot C-22, G Block, Bandra-Kurla Complex, Bandra (East), Mumbai-400 051 | Vish Wind | 0.8 | 1 x 800 | Gut No. 31 of village Mathani, Tal. Ahmednagar, Dist. Ahmednagar. | 2014-06-27 | 0.8 | Ahmednagar | Khandke
34 | M/s Lalpur Wind Energy Pvt. Ltd. The IL & FS Financial Center, Plot C-22, G Block, Bandra-Kurla Complex, Bandra (East), Mumbai-400 051 | Vish Wind | 0.8 | 1 x 800 | Gut No. 357 of vollage Agadgaon, Tal. Ahmednagr, Dist. Ahmednagar. | 2014-06-27 | 0.8 | Ahmednagar | Khandke
35 | M/s Lalpur Wind Energy Pvt. Ltd. The IL & FS Financial Center, Plot C-22, G Block, Bandra-Kurla Complex, Bandra (East), Mumbai-400 051 | Vish Wind | 0.8 | 1 x 800 | Gut No. 28 of village Mathani, Tal. Ahmednagar, Dist. Ahmednagar. | 2014-06-27 | 0.8 | Ahmednagar | Khandke
36 | M/s Richa Textiles F-550, MIA, Basni, II Phase, Jodhpur (Rajashthan) | Shriram epc | 0.25 | 1 x 250 | Gut No. 1134 of village Sakat, Tal. Jamkhed, Dist. Ahmednagar. | 2014-06-19 | 0.25 | Ahmednagar | Sautada
37 | M/s Amrik Singh & Sons Crane Services Pvt. Ltd. Chacha House, Opp. Bezzola Complex, Near Suman Nagar, Chembur, Mumbai-400 071. | Suzlon Energy Ltd. | 6.3 | 3 x 2100 | Gut No. 499/2, 499/3, 499/5 of village Paste, Tal. Sinnar, Dist. Nashik | 2015-03-05 | 6.3 | Nashik | Ghodewadi
38 | M/s Panama Wind Energy Godawari Pvt. Ltd. "First Floor, Lunkad Towers, Survey No. 204-206, Near Ganpati Chowk, Lohegaon, Viman Nagar, Pune - 411 014 | Panama Wind Energy Godawari Pvt. Ltd. | 12 | 6 x 2000 | Gut No. 247 of village Rajpimpari, Gut No. 425 of village Sushi, Gut No. 90 of village Khopti, Gut No. 69 of village Kombadwadi, Gut No. 354 of village Bangali Pimpala, Gut No. 72, 73 of village Sindhkhed, Tal. Gevrai, Dist. Beed. | 2014-07-25 | 8 | Beed | Mirkala
[6 empty] | 2014-09-06 | 4
39 | M/s Ratnagir Wind Power Projects Pvt. Ltd. JJ Arcade, Final Polt No. 480, TPS. 1, Sanivarpet, Near Pankaj Hotel, NH-4, Karad-415 110 | Ratnagiri Wind Power | 9.6 | 6 x 1600 | Gut No. 58, 75/1 of village Kahir, Gut No. 464 of village Salve, Gut No. 44/1, 45/1, 43/5 of village Gokul, Tal. Patan, Dist. Satara. | 2014-09-05 | 9.6 | Satara | Palshi
40 | M/s Bothe Wind Farm Development Pvt. Ltd. 102, "EI Tara", Hiranandani Gardens, Powai, Mumbai - 400 076. | Vestas Wind Technology India Pvt. Ltd. | 2.1 | 1 x 2100 | Gut No. 230 of village Shirwali, Tal. Maan, Dist. Satara. | 2014-08-22 | 2.1 | Satara | Bothe
41 | M/s Ratnagir Wind Power Projects Pvt. Ltd. JJ Arcade, Final Polt No. 480, TPS. 1, Sanivarpet, Near Pankaj Hotel, NH-4, Karad-415 110 | Ratnagiri Wind Power | 4.8 | 3 x 1600 | Gut No. 55/1, 56 of village Kahir, Gut No. 42/1, 46/1 of village Gokul tarfe Patan, Tal. Patan, Dist. Satara. | 2014-09-04 | 4.8 | Satara | Palshi
42 | M/s Giriraj Enterprises Malpani House, I.G. Raod, Sangamner-422 605, Dist. Ahmednagar | Acorn Properties | 2.4 | 1 x 2400 | Gut No. 1753 of village Rajache Kurle, Tal. Khatav, Dist. Satara. | 2014-09-26 | 2.4 | Satara | Girijashankarwadi
43 | M/s Giriraj Enterprises Malpani House, I.G. Raod, Sangamner-422 605, Dist. Ahmednagar | Acorn Properties | 2.4 | 1 x 2400 | Gut No. 1556/B of village Rajache Kurle, Tal. Khatav, Dist. Satara. | 2014-09-26 | 2.4 | Satara | Girijashankarwadi
44 | M/s Giriraj Enterprises Malpani House, I.G. Raod, Sangamner-422 605, Dist. Ahmednagar | Acorn Properties | 2.4 | 1 x 2400 | Gut No. 1760 of Village Rajache Kurle, Tal. Khatav, Dist. Satara. | 2014-09-26 | 2.4 | Satara | Girijashankarwadi
45 | M/s Giriraj Enterprises Malpani House, I.G. Raod, Sangamner-422 605, Dist. Ahmednagar | Acorn Properties | 2.4 | 1 x 2400 | Gut No. 1769 of village Rajache Kurle, Tal. Khatav, Dist. Satara. | 2014-09-26 | 2.4 | Satara | Girijashankarwadi
46 | M/s Interocean Shipping Company Post Box No. 3539, New Delhi-110 024 | Sri Maruti Wind Park Developers | 0.85 | 1 x 850 | Gut No. 190 of village Altur, Tal. Shahuwadi, Dist. Kolhapur. | 2015-03-31 | 0.85 | Kolhapur | Bhendwade
47 | M/a Energon MH Wind Power Pvt. Ltd. 2/1, 1st Floor, Embassy Icon, Annexe, Infantry Road, Bangalore-560 001. | Sri Maruti Wind Park Developers | 2 | 1 x 2000 | Gut No. 92 of village Khojanwadi, Tal. Jath, Dist. Sangli | 2015-03-31 | 2 | Sangli | Vaspeth
48 | M/s Energon MH Wind Power Pvt. Ltd. 2/1, 1st Floor, Embassy Icon, Annexe, Infantry Road, Bangalore-560 001 | Sri Maruti Wind Park Developers | 2 | 1 x 2000 | Gut No. 33/1A of village Untwadi, Tal. Jath, Dist. Sangli. | 2015-03-31 | 2 | Sangli | Vaspeth
49 | M/s Energon MH Wind Power Pvt. Ltd. 2/1, 1st Floor, Embassy Icon, Annexe, Infantry Road, Bangalore-560 001 | Sri Maruti Wind Park Developers | 2 | 1 x 2000 | Gut No. 324 of village Salekiri, Tal. Jath, Dist. Sangli | 2015-03-31 | 2 | Sangli | Vaspeth
50 | M/s Energon MH Wind Power Pvt. Ltd. 2/1, 1st Floor, Embassy Icon, Annexe, Infantry Road, Bangalore-560 001 | Sri Maruti Wind Park Developers | 2 | 1 x 2000 | Gut No. 54/1B of village Amrutwadi, Tal. Jath, Dist. Sangli. | 2015-03-31 | 2 | Sangli | Vaspeth
51 | M/s Chak Rader Farm Equipment Pvt. Ltd. 11-7-265, HUDA Compelx, Saroornagar, Hyderabad-500 035 | Sri Maruti Wind Park Developers | 1.5 | 1 x 1500 | Gut No. 1725 of village Kukudwad, Tal. Maan, Dist. Satara. | 2015-03-31 | 1.5 | Satara | Agaswadi
52 | M/s Energon MH Wind Power Pvt. Ltd. 2/1, 1st Floor, Embassy Icon, Annexe, Infantry Road, Bangalore-560 001 | Sri Maruti Wind Park Developers | 2 | 1 x 2000 | Gut No. 2 of village Amrutwadi, Tal. Jath, Dist. Sangli | 2015-03-31 | 2 | Sangli | Vaspeth
53 | M/s Rajasthan Gum Pvt. Ltd. S-272, G&H, M.I.A., Bansni II Phase, Jodhpur (Rajasthan) | TS Wind Power Dvelopers | 6.3 | 3 x 2100 | Gut No. 1045, 1075 of village Rajapuri, Gut No. 522 of village Revande, Tal. & Dist. Satara. | 2015-03-31 | 6.3 | Satara | Thoseghar
|  |  | 2.1 | 1 x 2100 | Gut No. 1050 of village Rajapuri, Tal. & Dist. Satara. | 2015-03-31 | 2.1
54 | M/s Pudhari Publication Pvt. Ltd. Pudhari Bhavan, 2318 C ward, Bhausingji Road, Kolhapur-416 002. | Sri Maruti Wind Park Developers | 2 | 1 x 2000 | Gut No. 356/2, 410/1 of village Kolgiri, Tal. Jath, Dist. Sangli | 2015-03-31 | 2 | Sangli | Vaspeth
55 | M/s Giriraj Enterprises Malpani House, I.G. Raod, Sangamner-422 605, Dist. Ahmednagar | TS Wind Power Dvelopers | 2 | 1 x 2000 | Gut No. 1460 of village Shirgaon, Tal. Shahuwadi, Dist. Kolhapur. | 2015-03-31 | 2 | Kolhapur | Bhendwade
56 | M/s Kalsubai Power Pvt. Ltd. NSL ICON, 4th Floor, #8-2-684/2/A, Road No. 12, Banjara Hills, Hyderabad-500 034. | Sri Maruti Wind Park Developers | 1.5 | 1 x 1500 | Gut No. 1820 of village Virali, Tal. Maan, Dist. Satara. | 2015-03-31 | 1.5 | Satara | Agaswadi
57 | M/s Khandke Wind Energy Pvt. Ltd. The IL & FS Financial Center, Plot C-22, G Block, Bandra-Kurla Complex, Bandra (East), Mumbai-400 051. | Winwind | 0.8 | 1 x 800 | Gut No. 381/A/1 of village Devikhindi, Tal. Khatav, Dist. Satara | 2015-01-30 | 0.8 | Satara | Khanapur
58 | M/s Khandke Wind Energy Pvt. Ltd. The IL & FS Financial Center, Plot C-22, G Block, Bandra-Kurla Complex, Bandra (East), Mumbai-400 051. | Winwind | 0.8 | 1 x 800 | Gut No. 735 of village Kaledhon, Tal. Khatav, Dist. Satara | 2014-09-25 | 0.8 | Satara | Khanapur
59 | M/s Khandke Wind Energy Pvt. Ltd. The IL & FS Financial Center, Plot C-22, G Block, Bandra-Kurla Complex, Bandra (East), Mumbai-400 051. | Winwind | 4.8 | 3 x 800 | Gut No. 328, 320/321, 318 of village Garalewadi, Tal. Katav, Dist. Satara | 2015-02-02 | 4.8 | Satara | Khanapur
60 | M/s Lalpur Wind Energy Pvt. Ltd. The IL & FS Financial Center, Plot C-22, G Block, Bandra-Kurla Complex, Bandra (East), Mumbai-400 051 | Vish Wind | 15.2 | 19 x 800 | Gut No. 63/66, 81, 86, 70 of village Khandke, Gut No. 74, 94/U, 95/3, 97/E, 63/2 of village Harewadi (Pimplegaon ghat), Gut No. 8/2, 69/1, 17/2, 6, 50, 5, 8/8, 3/7, 45/1 of village Deulgaonghat, Tal. Ahmednagar, Dist. Ahmednagar | 2014-11-05 | 15.2 | Ahmednagar | Khandke
61 | M/s Lalpur Wind Energy Pvt. Ltd. The IL & FS Financial Center, Plot C-22, G Block, Bandra-Kurla Complex, Bandra (East), Mumbai-400 052 | Vish Wind | 5.6 | 7 X 800 | Gut No. 69/A/2, 19/1, 55, 49/A/2, 31/2 of village Deulgaonghat Tal - Ahmednagar Dist – Ahmednagar (Site- Khandke). | 2014-11-17 | 5.6 | Ahmednagar | Khandke
62 | M/s Lalpur Wind Energy Pvt. Ltd. The IL & FS Financial Center, Plot C-22, G Block, Bandra-Kurla Complex, Bandra (East), Mumbai-400 053 | Vish Wind | 4.8 | 6 x 800 | Gut No. 26, 30, 106, 107 of village Devgaon, Gut No. 358, 445/B of village Agadgaon, Gut No. 36 of village Khandke Tal - Ahmednagar Dist – Ahmednagar (Site- Khandke). | 2014-11-05 | 4.8 | Ahmednagar | Khandke
63 | M/s Lalpur Wind Energy Pvt. Ltd. The IL & FS Financial Center, Plot C-22, G Block, Bandra-Kurla Complex, Bandra (East), Mumbai-400 054 | Vish Wind | 0.8 | 1 x 800 | Gut No. 159/1 of village Ratadgaon Tal - Ahmednagar Dist – Ahmednagar (Site- Khandke). | 2014-11-05 | 0.8 | Ahmednagar | Khandke
64 | M/s Lalpur Wind Energy Pvt. Ltd. The IL & FS Financial Center, Plot C-22, G Block, Bandra-Kurla Complex, Bandra (East), Mumbai-400 055 | Vish Wind | 1.6 | 2 x 800 | Gut No. 186, 185 of village Ratadgaon Tal - Ahmednagar Dist – Ahmednagar (Site- Khandke). | 2014-11-05 | 1.6 | Ahmednagar | Khandke
65 | M/s Lalpur Wind Energy Pvt. Ltd. The IL & FS Financial Center, Plot C-22, G Block, Bandra-Kurla Complex, Bandra (East), Mumbai-400 056 | Vish Wind | 0.8 | 1 x 800 | Gut No. 118 of village Agadgaon Tal - Ahmednagar Dist – Ahmednagar (Site- Khandke). | 2014-11-05 | 0.8 | Ahmednagar | Khandke
66 | M/s. Giriraj Enterprises,Malpani House, I. G. Road,Sangamner – 422 605 Dist.: Ahmednagar | Acorn | 7.2 | 3 x 2400 | Gut No. 1781, 1754 of Village Rajache Kurle Tal - Khatav Dist –Satara (Site- Girijashankarwadi). | 2014-11-08 | 7.2 | Satara | Girijashankarwadi
67 | M/s. Tata Power Renewable Energy Ltd. C/o. The Tata Power Company Ltd, Corporate Centre,A Block, Sant Taukaram Road, Carnac Bunder, Mumbai – 400 009 | Acorn | 6 | 3 x 2000 | Gut No. 604, 605, 564 of Village Girijashankarwadi, Gut No. 1783 of Village Rajache Kurle Tal - Khatav Dist –Satara (Site -Girijashankarwadi). | 2014-08-15 | 6 | Satara | Girijashankarwadi
68 | M/s. Bothe Wind Farm Development Pvt. Ltd.102, "EI Tara", Hiranandani Gardens, Powai,Mumbai-400 076 | Vestas | 8.4 | 4 x 2100 | Gut No. 294, 280 of Village Katalgewadi Tal – Khatav, Gut No. 250, 184, 185 of village Shirawali Tal – Maan Dist – Satara (Site- Bothe). | 2014-11-03 | 8.4 | Satara | Girijashankarwadi
69 | M/s. Bothe Wind Farm Development Pvt. Ltd.102, "EI Tara", Hiranandani Gardens, Powai,Mumbai-400 076 | Vestas | 6.3 | 3 x 2100 | Gut No. 299, 300, 287 of village Shirawali Tal – Maan Dist – Satara (Site- Bothe). | 2014-11-16 | 6.3 | Satara | Bothe
70 | M/s. Bothe Wind Farm Development Pvt. Ltd.102, "EI Tara", Hiranandani Gardens, Powai,Mumbai-400 076 | Vestas | 4.2 | 2 x 2100 | Gut No. 296, 297 of village Shripalwan Tal – Maan Dist – Satara (Site- Bothe). | 2014-11-27 | 4.2 | Satara | Bothe
71 | M/s. Bothe Wind Farm Development Pvt. Ltd.102, "EI Tara", Hiranandani Gardens, Powai,Mumbai-400 076 | Vestas | 14.7 | 7 X 2100 | Gut No. 391, 50, 51, 54, 10, 20, 60 of village Shripalwan Tal – Maan Dist – Satara (Site- Bothe). | 2014-11-27 | 14.7 | Satara | Bothe
72 | M/s. Bothe Wind Farm Development Pvt. Ltd.102, "EI Tara", Hiranandani Gardens, Powai, Mumbai-400 076 | Vestas | 10.5 | 5 x 2100 | Gut No. 144, 142, 112, 105, 106, 103, 104/2 of village Khandyachiwadi Tal – Maan Dist – Satara (Site- Bothe). | 2014-12-26 | 10.5 | Satara | Bothe
73 | M/s. Bothe Wind Farm Development Pvt. Ltd.102, "EI Tara", Hiranandani Gardens, Powai,Mumbai-400 076 | Vestas | 10.5 | 5 x 2100 | Gut No. 5 of village Khandyachiwadi, Gut No. 68, 42 of village Uglyachiwadi, Gut No. 62, 8/1 of village Garudachiwadi Tal – Maan Dist – Satara (Site- Bothe). | 2014-12-26 | 10.5 | Satara | Bothe
74 | M/s. Bothe Wind Farm Development Pvt. Ltd.102, "EI Tara", Hiranandani Gardens, Powai,Mumbai-400 076 | Vestas | 6.3 | 3 x 2100 | Gut No. 248, 249, 202, 217 of village Shirawali Tal – Maan Dist – Satara (Site- Bothe). | 2014-12-25 | 6.3 | Satara | Bothe
75 | M/s. Bothe Wind Farm Development Pvt. Ltd.102, "EI Tara", Hiranandani Gardens, Powai, Mumbai-400 076 | Vestas | 10.5 | 5 x 2100 | Gut No. 202, 25 of village Khandyachiwadi, Gut No. 31 of village Uglyachiwadi, Gut No. 61,17 of village Garudachiwadi Tal – Maan Dist – Satara (Site- Bothe). | 2014-12-30 | 10.5 | Satara | Bothe
76 | M/s. Bothe Wind Farm Development Pvt. Ltd.102, "EI Tara", Hiranandani Gardens, Powai, Mumbai-400 076 | Vestas | 14.7 | 7 X 2100 | Gut No. 98/1, 98/2, 73, 67, 109, 107, 108 of village Khandyachiwadi Tal – Maan Dist – Satara (Site- Bothe). | 2014-12-30 | 14.7 | Satara | Bothe
77 | M/s. Bothe Wind Farm Development Pvt. Ltd.102, "EI Tara", Hiranandani Gardens, Powai, Mumbai-400 076 | Vestas | 6.3 | 3 x 2100 | Gut No. 188 of Village Ransingwadi, Gut No. 322 of Village Katalgewadi Tal – Khatav, Gut No. 167, 230 of village Shirawali Tal – Maan Dist – Satara (Site- Bothe). | 2014-08-22 | 6.3 | Satara | Bothe
78 | M/s. Bothe Wind Farm Development Pvt. Ltd.102, "EI Tara", Hiranandani Gardens, Powai, Mumbai-400 076 | Vestas | 4.2 | 2 x 2100 | Gut No. 187 of Village Ransingwadi, Gut No. 301 of Village Katalgewadi Tal – Khatav Dist – Satara (Site- Bothe). | 2014-10-01 | 4.2 | Satara | Bothe
79 | M/s. Panama Wind Energy Godawari Pvt. Ltd.“First Floor, Lunkad Towers, Survey no. 204-206,Near Ganpati Chowk, Lohegaon, Vimam Nagar, Pune – 411 014 | Panama Godawari | 18 | 9 x 2000 | Gut No. 97, 120, 67, 122, 71, 100, 56, 50, 47, 48 of Village Mulikwadi Tal - Gevrai Dist – Beed (Site – Mirkala) | 2014-10-07 | 18 | Satara | Bothe
80 | M/s. Panama Wind Energy Godawari Pvt. Ltd.“First Floor, Lunkad Towers, Survey no. 204-206,Near Ganpati Chowk, Lohegaon, Vimam Nagar, Pune – 411 014 | Panama Godawari | 14 | 7 x 2000 | Gut No. 15 of Village Mulikwadi, Gut No. 81, 75, 62, 52, 53 of Village Manmodi, Gut No. 66 of Village Khopti, Gut No. 388 of Village Manyarwadi Tal - Gevrai Dist – Beed (Site – Mirkala) | 2014-10-07 | 14 | Satara | Bothe
81 | M/s. Panama Wind Energy Godawari Pvt. Ltd.“First Floor, Lunkad Towers, Survey no. 204-206,Near Ganpati Chowk, Lohegaon, Vimam Nagar, Pune – 411 014 | Panama Godawari | 2 | 1 x 2000 | Gut No. 104 of Village Khopti Tal - Gevrai Dist – Beed (Site – Mirkala) | 2014-10-05 | 2 | Satara | Bothe
82 | M/s. Nataional Stock Exchange of India Ltd. Exchange Plaza C-1, Block G, Bandra Kurla Complex, Bandra (E) Mumbai- 400 051 | Suzlon | 6.25 | 5 x 1250 | Gut No. 711 (52), 708 (55), 713 (29) of Village Bendwadi Tal - Patan Dist – Satara | 2014-12-12 | 6.25 | Satara | Maloshi
83 | M/s. S Kumar | Maruti | 0.85 | 1 X 850 | Gut No. 217 of Village Karungale Tal - Shahuwadi Dist – Kolhapur (Site- Bhendawade) | 2015-03-31 | 0.85 | Kolhapur | Bhendwade
84 | M/s. NuPower Renewables Pvt. Ltd. 618, Maker Chambers V, Nariman Point, Mumbai - 400 021 | Maruti | 2.05 | 1 X 2050 | Gut. No. 211/1, 211/2 of Village Shedyal Tal - Jath Dist – Sangli (Site-Vaspeth). | 2015-01-23 | 2.05 | Sangli | Vaspeth
85 | M/s. Winindia Ventures Pvt. Ltd. #282, 4th phase, Link road, Jigani Industrial Area, Bangalore South - 560 105 | Maruti | 1.5 | 1 X 1500 | Gut No. 488/3 of village Devikhindi Tal - Khanapur Dist – Sangli | 2014-11-11 | 1.5 | Sangli | Bhud
86 | M/s. Energon MH Wind Power Pvt. Ltd.,2/1, 1st Floor, Embassy Icon, Annexe,Infantry Road, Bangalore – 560 001 | Maruti | 2 | 1 X 2000 | Gut No. 59/1A/3 of Village Achakanhali Tal - Jath Dist – Sangli (Site- Vaspeth). | 2015-02-07 | 2 | Sangli | Vaspeth
87 | M/s. Energon MH Wind Power Pvt. Ltd.,2/1, 1st Floor, Embassy Icon, Annexe,Infantry Road, Bangalore – 560 001 | Maruti | 4 | 2 X 2000 | Gut No. 110, 103/1 of Village Achakanhali Tal - Jath Dist – Sangli (Site- Vaspeth). | 2015-02-07 | 4 | Sangli | Vaspeth
88 | M/s. Energon MH Wind Power Pvt. Ltd.,2/1, 1st Floor, Embassy Icon, Annexe,Infantry Road, Bangalore – 560 001 | Maruti | 2 | 1 X 2000 | Gut No. 46 of Village Mendhegiri Tal - Jath Dist – Sangli (Site- Vaspeth). | 2015-02-05 | 2 | Sangli | Vaspeth
89 | M/s. Energon MH Wind Power Pvt. Ltd.,2/1, 1st Floor, Embassy Icon, Annexe,Infantry Road, Bangalore – 560 001 | Maruti | 2 | 1 X 2000 | Gut No. 24/4/4, 25 of Village Untwadi Tal - Jath Dist – Sangli (Site- Vaspeth). | 2015-02-19 | 2 | Sangli | Vaspeth
90 | M/s. Energon MH Wind Power Pvt. Ltd.,2/1, 1st Floor, Embassy Icon, Annexe,Infantry Road, Bangalore – 560 001 | Maruti | 2 | 1 X 2000 | Gut No. 360, 361 of Village Untwadi Tal - Jath Dist – Sangli (Site- Vaspeth). | 2015-02-07 | 2 | Sangli | Vaspeth
91 | M/s. Energon MH Wind Power Pvt. Ltd.,2/1, 1st Floor, Embassy Icon, Annexe,Infantry Road, Bangalore – 560 001 | Maruti | 4 | 2 X 2000 | Gut No. 272, 21/1/1 of Village Achakanhali Tal - Jath Dist – Sangli (Site- Vaspeth). | 2015-02-19 | 4 | Sangli | Vaspeth
92 | M/s. Energon MH Wind Power Pvt. Ltd.,2/1, 1st Floor, Embassy Icon, Annexe,Infantry Road, Bangalore – 560 001 | Maruti | 4 | 2 X 2000 | Gut No. 11/1, 11/2, 6/2 of Village Untwadi Tal - Jath Dist – Sangli (Site- Vaspeth). | 2015-02-07 | 4 | Sangli | Vaspeth
93 | M/s Pradeep Metals Ltd. R-205, MIDC, Rabale, Navi Mumbai-400 701 | Suzlon Energy Ltd. | 2.1 | 1 x 2100 | Gut No. 395, 396 of village Umrani, Tal. Jath, Dist. Sangli | 2015-03-30 | 2.1 | Sangli | Sindur
|  |  | 364.15 |  |  |  | 364.15

## 2015-16
2015-16
Sr. No. | Investor Name & Address | Name of Developer | Capacity MW |  | Gut No. & Village | Commissined Capacity & Date |  | District | Site Name
|  |  | MW | No. of M/c |  | Date | MW
1 | M/s. Sri Vijayeebhava Enterprises Pvt. Ltd.,1602, A block, Minakshi Trident Towers, Hyderabad 500 032, Telangana. | Maruti | 0.85 | 1 X 850 | Gut. No. 221 of Village Karungale Tal - Shahuwadi Dist – Kolhapur (Site- Bhendewadi) | 2015-04-30 | 0.85 | Kolhapur | Bhendwade
2 | M/s. KRBL Ltd.,5190, Lahori Gate, Delhi – 110 006 | Suzlon | 6.3 | 3 X 2100 | Gut No. 496 of Village Bagewadi, Gut No. 717, 718 of Village Baj, Gut No. 372 of Village Umrani Tal - Jath Dist – Sangli (Site- Jath-I & Sindur) | 2015-09-30 | 6.3 | Sangli | Jath-I & Sindur
3 | M/s. Sterling Agro Industries Ltd.,11th Floor, Aggarwal Cyber Plaza-II,Netaji Subhash Place, New Delhi – 110 0034 | Suzlon | 6.3 | 3 X 2100 | Gut No. 1215, 1231/1 of Village Umrani, Gut No. 216 of Village Billur Tal - Jath Dist – Sangli (Site- Jath & Jath-II) | 2015-09-30 | 6.3 | Sangli | Jath & Jath-II
4 | M/s. Aquapharm Chemicals Pvt. Ltd.,9th & 10th Floor, Amar Synergy, 12B, Sadhu Vaswani Road, Pune – 411 001 | Suzlon | 2.1 | 1 X 2100 | Gut No. 802 of Village Umrani Tal - Jath Dist – Sangli (Site- Sindur) | 2015-09-30 | 2.1 | Sangli | Sindur
5 | M/s. KRBL Ltd.,5190, Lahori Gate, Delhi – 110 006 | Suzlon | 8.4 | 4 X 2100 | Gut No. 451, 454, 455, 459 of Village Bagewadi, Gut No. 113 of Village Billur Tal - Jath Dist – Sangli (Site- Jath-I) | 2015-09-30 | 8.4 | Sangli | Jath-I
6 | M/s. BMD Power Pvt. Ltd.,Bhilwara Towers, A-12, Sector – 1 Noida – 201 301 | Maruti | 2 | 1 X 2000 | Gut. No. 222 of Village Karajangi Tal - Jath Dist – Sangli (Site- Vaspeth) | 2015-10-03 | 2 | Sangli | Vaspeth
7 | M/s. BMD Power Pvt. Ltd.,Bhilwara Towers, A-12, Sector – 1 Noida – 201 301 | Maruti | 2 | 1 X 2000 | Gut. No. 355 of Village Valsang Tal - Jath Dist – Sangli (Site- Vaspeth) | 2015-10-03 | 2 | Sangli | Vaspeth
8 | M/s. BMD Power Pvt. Ltd.,Bhilwara Towers, A-12, Sector – 1 Noida – 201 301 | Maruti | 2 | 1 X 2000 | Gut. No. 343 of Village Valsang Tal - Jath Dist – Sangli (Site- Vaspeth) | 2015-10-03 | 2 | Sangli | Vaspeth
9 | M/s. NuPower Renewables Pvt. Ltd.,618, Maker Chambers V, Nariman Point, Mumbai – 400 021 | Maruti | 2.05 | 1 X 2050 | Forest Comp. No. 289 & Gut No. 516 of Village Vaspeth Tal - Jath Dist – Sangli (Site-Vaspeth) | 2015-10-03 | 2.05 | Sangli | Vaspeth
10 | M/s. NuPower Renewables Pvt. Ltd.,618, Maker Chambers V, Nariman Point, Mumbai – 400 021 | Maruti | 2.05 | 1 X 2050 | Forest Comp. No. 289 & Gut No. 592 of Village Vaspeth Tal - Jath Dist – Sangli (Site-Vaspeth) | 2015-10-03 | 2.05 | Sangli | Vaspeth
11 | M/s. NuPower Renewables Pvt. Ltd.,618, Maker Chambers V, Nariman Point, Mumbai – 400 021 | Maruti | 2.05 | 1 X 2050 | Forest Comp. No. 289 & Gut No. 515 of Village Vaspeth Tal - Jath Dist – Sangli (Site-Vaspeth) | 2015-10-03 | 2.05 | Sangli | Vaspeth
12 | M/s. NuPower Renewables Pvt. Ltd.,618, Maker Chambers V, Nariman Point, Mumbai – 400 021 | Maruti | 2.05 | 1 X 2050 | Forest Comp. No. 289 & Gut No. 592 of Village Vaspeth Tal - Jath Dist – Sangli (Site-Vaspeth) | 2015-10-03 | 2.05 | Sangli | Vaspeth
13 | M/s. NuPower Renewables Pvt. Ltd.,618, Maker Chambers V, Nariman Point, Mumbai – 400 021 | Maruti | 2.05 | 1 X 2050 | Forest Comp. No. 289 & Gut No. 590 of Village Vaspeth Tal - Jath Dist – Sangli (Site-Vaspeth) | 2015-10-03 | 2.05 | Sangli | Vaspeth
14 | M/s. NSL Wind Power Company (Kayathar) Pvt. Ltd.,NSL ICON, 4th floor, #8-2-684/2/A, Road No. 12, Banjara Hills, Hyderabad – 500 034 | Maruti | 3 | 2 X 1500 | Gut. No. 169 of Village Banali Tal - Jath Dist – Sangli (Site- Sanmadi) | 2015-10-03 | 3 | Sangli | Sanmadi
15 | M/s. NSL Wind Power Company (Kayathar) Pvt. Ltd.,NSL ICON, 4th floor, #8-2-684/2/A, Road No. 12, Banjara Hills, Hyderabad – 500 034 | Maruti | 1.5 | 1 X 1500 | Gut. No. 407 of Village Wayphal Tal - Jath Dist – Sangli (Site- Sanmadi) | 2015-10-03 | 1.5 | Sangli | Sanmadi
16 | M/s. NSL Wind Power Company (Kayathar) Pvt. Ltd.,NSL ICON, 4th floor, #8-2-684/2/A, Road No. 12, Banjara Hills, Hyderabad – 500 034 | Maruti | 1.5 | 1 X 1500 | Gut. No. 236 of Village Wayphal Tal - Jath Dist – Sangli (Site- Sanmadi) | 2015-10-03 | 1.5 | Sangli | Sanmadi
17 | M/s. NSL Wind Power Company (Kayathar) Pvt. Ltd.,NSL ICON, 4th floor, #8-2-684/2/A, Road No. 12, Banjara Hills, Hyderabad – 500 034 | Maruti | 3 | 2 X 1500 | Gut. No. 252 of Village Banali Tal - Jath Dist – Sangli (Site- Sanmadi) | 2015-10-03 | 3 | Sangli | Sanmadi
18 | M/s. NSL Wind Power Company (Kayathar) Pvt. Ltd.,NSL ICON, 4th floor, #8-2-684/2/A, Road No. 12, Banjara Hills, Hyderabad – 500 034 | Maruti | 1.5 | 1 X 1500 | Gut. No. 216 of Village Wayphal Tal - Jath Dist – Sangli (Site- Sanmadi) | 2015-10-03 | 1.5 | Sangli | Sanmadi
19 | M/s. D J Malpani, Malpani House, I. G. Road, Sangamner – 422 605 Dist.: Ahmednagar | Maruti | 2 | 1 X 2000 | Gut. No. 73/A of Village Muchandi Tal - Jath Dist – Sangli (Site- Mendhegiri). | 2015-10-03 | 2 | Sangli | Mendhegiri
20 | M/s. D J Malpani, Malpani House, I. G. Road, Sangamner – 422 605 Dist.: Ahmednagar | Maruti | 2 | 1 X 2000 | Gut. No. 73/B of Village Muchandi Tal - Jath Dist – Sangli (Site- Mendhegiri). | 2015-10-03 | 2 | Sangli | Mendhegiri
21 | M/s. NuPower Renewables Pvt. Ltd.,618, Maker Chambers V, Nariman Point, Mumbai – 400 021 | Maruti | 16.4 | 8 X 2050 | Forest Comp. No. 289 & Gut No. 590, 592, 619/1, 528 of Village Vaspeth Tal - Jath Dist – Sangli (Site- Vaspeth) | 2015-10-03 | 16.4 | Sangli | Vaspeth
22 | M/s. Ratnagiri Wind Power Projects Pvt. Ltd.,JJ Arcade, Final Polt No. 480, TPS. 1, Sanivarpet,Near Pankaj Hotel, NH-4, Karad - 415 110. | Ratnagiri | 1.6 | 1 X 1600 | Gut No. 55/1 of Village Kahir Tal - Patan Dist – Satara (Site- Palshi). | 2015-10-09 | 1.6 | Satara | Palshi
23 | M/s. Ratnagiri Wind Power Projects Pvt. Ltd.,JJ Arcade, Final Polt No. 480, TPS. 1, Sanivarpet,Near Pankaj Hotel, NH-4, Karad - 415 110. | Ratnagiri | 3.2 | 2 X 1600 | Gut No. 68 of Village Kahir, Gut No. 102 of Village Palshi Tal - Patan Dist – Satara (Site- Palshi) | 2015-10-09 | 3.2 | Satara | Palshi
24 | M/s. Orange Maha Wind Energy Pvt. Ltd.,301 B, 3rd Floor, D21 Corporate Park, Dwarka Sector-21, New Delhi – 110 075 | Maruti | 2 | 1 X 2000 | Gut No. 238 of Village Kachrewadi Tal - Tasgaon Dist – Sangli (Site-Bhud) | 2015-10-31 | 2 | Sangli | Bhud
25 | M/s. IOTA Mtech Power LLP,7, Munshi Premchand Sarani, Hastings, Kolkata – 700 022 | Maruti | 2 | 1 X 2000 | Gut. No. 163/2 of Village Jath Tal - Jath Dist – Sangli (Site- Vaspeth) | 2015-10-31 | 2 | Sangli | Vaspeth
26 | M/s. Giriraj Enterprises, Malpani House, I. G. Road, Sangamner – 422 605 Dist.: Ahmednagar | Maruti | 2 | 1 X 2000 | Gut. No. 83/2/C of Village Muchandi Tal - Jath Dist – Sangli (Site- Mendhegiri). | 2015-10-31 | 2 | Sangli | Mendhegiri
27 | M/s. Giriraj Enterprises, Malpani House, I. G. Road, Sangamner – 422 605 Dist.: Ahmednagar | Maruti | 2 | 1 X 2000 | Gut. No. 215/2 of Village Khojanwadi Tal - Jath Dist – Sangli (Site- Mendhegiri). | 2015-10-31 | 2 | Sangli | Mendhegiri
28 | M/s. Inox Renewables Ltd.,Sr. No. 1837 & 1834 at Moje Jetalpur, ABS Tower, 2nd Floor, Old Padra Road, Vadodara – 390 007 Gujarat | Maruti | 2 | 1 X 2000 | Gut No. 1043, 1044 of Village Renavi Tal - Khanapur Dist – Sangli (Site-Jadhavwadi) | 2015-10-31 | 2 | Sangli | Jadhavwadi
29 | M/s. Inox Renewables Ltd.,Sr. No. 1837 & 1834 at Moje Jetalpur, ABS Tower, 2nd Floor, Old Padra Road, Vadodara – 390 007 Gujarat | Maruti | 2 | 1 X 2000 | Gut No. 275 of Village Jadhavwadi Tal - Khanapur Dist – Sangli (Site-Jadhavwadi) | 2015-10-31 | 2 | Sangli | Jadhavwadi
30 | M/s. Inox Renewables Ltd.,Sr. No. 1837 & 1834 at Moje Jetalpur, ABS Tower, 2nd Floor, Old Padra Road, Vadodara – 390 007 Gujarat | Maruti | 2 | 1 X 2000 | Gut No. 83 of Village Renavi Tal - Khanapur Dist – Sangli (Site-Jadhavwadi) | 2015-10-31 | 2 | Sangli | Jadhavwadi
31 | M/s. Inox Renewables Ltd.,Sr. No. 1837 & 1834 at Moje Jetalpur, ABS Tower, 2nd Floor, Old Padra Road, Vadodara – 390 007 Gujarat | Maruti | 2 | 1 X 2000 | Gut No. 824 of Village Renavi Tal - Khanapur Dist – Sangli (Site-Jadhavwadi) | 2015-10-31 | 2 | Sangli | Jadhavwadi
32 | M/s. Inox Renewables Ltd.,Sr. No. 1837 & 1834 at Moje Jetalpur, ABS Tower, 2nd Floor, Old Padra Road, Vadodara – 390 007 Gujarat | Maruti | 2 | 1 X 2000 | Gut No. 834 of Village Renavi Tal - Khanapur Dist – Sangli (Site-Jadhavwadi) | 2015-10-31 | 2 | Sangli | Jadhavwadi
33 | M/s. Inox Renewables Ltd.,Sr. No. 1837 & 1834 at Moje Jetalpur, ABS Tower, 2nd Floor, Old Padra Road, Vadodara – 390 007 Gujarat | Maruti | 2 | 1 X 2000 | Gut No. 342 of Village Balwadi (Kha) Tal - Khanapur Dist – Sangli (Site-Jadhavwadi) | 2015-10-31 | 2 | Sangli | Jadhavwadi
34 | M/s. Clean Wind Power (Satara) Pvt. Ltd.,Unit No. 89/1101 A, Hemkunt Chambers, Nehru Place, New Delhi – 110 020 | Maruti | 2 | 1 X 2000 | Gut. No. 48 of Village Kachrewadi Tal - Tasgaon Dist – Sangli (Site-Jadhavwadi) | 2015-10-31 | 2 | Sangli | Jadhavwadi
35 | M/s. Orange Maha Wind Energy Pvt. Ltd.,301 B, 3rd Floor, D21 Corporate Park, Dwarka Sector-21, New Delhi – 110 075 | Maruti | 2 | 1 X 2000 | Gut No. 308 of Village Jadhavwadi Tal - Khanapur Dist – Sangli (Site-Bhud) | 2015-10-31 | 2 | Sangli | Bhud
36 | M/s. Orange Maha Wind Energy Pvt. Ltd.,301 B, 3rd Floor, D21 Corporate Park, Dwarka Sector-21, New Delhi – 110 075 | Maruti | 2 | 1 X 2000 | Gut No. 536 of Village Khanapur Tal - Khanapur Dist – Sangli (Site-Bhud) | 2015-10-31 | 2 | Sangli | Bhud
37 | M/s. Orange Maha Wind Energy Pvt. Ltd.,301 B, 3rd Floor, D21 Corporate Park, Dwarka Sector-21, New Delhi – 110 075 | Maruti | 2 | 1 X 2000 | Gut No. 530 of Village Posewadi Tal - Khanapur Dist – Sangli (Site-Bhud) | 2015-10-31 | 2 | Sangli | Bhud
38 | M/s. Orange Maha Wind Energy Pvt. Ltd.,301 B, 3rd Floor, D21 Corporate Park, Dwarka Sector-21, New Delhi – 110 075 | Maruti | 2 | 1 X 2000 | Gut No. 496 of Village Posewadi Tal - Khanapur Dist – Sangli (Site-Bhud) | 2015-10-31 | 2 | Sangli | Bhud
39 | M/s. Orange Maha Wind Energy Pvt. Ltd.,301 B, 3rd Floor, D21 Corporate Park, Dwarka Sector-21, New Delhi – 110 075 | Maruti | 2 | 1 X 2000 | Gut No. 418 of Village Benapur Tal - Khanapur Dist – Sangli (Site-Bhud) | 2015-10-31 | 2 | Sangli | Bhud
40 | M/s. Orange Maha Wind Energy Pvt. Ltd.,301 B, 3rd Floor, D21 Corporate Park, Dwarka Sector-21, New Delhi – 110 075 | Maruti | 2 | 1 X 2000 | Gut No. 427 of Village Benapur Tal - Khanapur Dist – Sangli (Site-Bhud) | 2015-10-31 | 2 | Sangli | Bhud
41 | M/s. Orange Maha Wind Energy Pvt. Ltd.,301 B, 3rd Floor, D21 Corporate Park, Dwarka Sector-21, New Delhi – 110 075 | Maruti | 2 | 1 X 2000 | Gut No. 431 of Village Benapur Tal - Khanapur Dist – Sangli (Site-Bhud) | 2015-10-31 | 2 | Sangli | Bhud
42 | M/s. Orange Maha Wind Energy Pvt. Ltd.,301 B, 3rd Floor, D21 Corporate Park, Dwarka Sector-21, New Delhi – 110 075 | Maruti | 2 | 1 X 2000 | Gut No. 362 of Village Benapur Tal - Khanapur Dist – Sangli (Site-Bhud) | 2015-10-31 | 2 | Sangli | Bhud
43 | M/s. Orange Maha Wind Energy Pvt. Ltd.,301 B, 3rd Floor, D21 Corporate Park, Dwarka Sector-21, New Delhi – 110 075 | Maruti | 4 | 2 X 2000 | Gut No. 457, 459 of Village Benapur Tal - Khanapur Dist – Sangli (Site-Bhud) | 2015-10-31 | 4 | Sangli | Bhud
44 | M/s. Neha Sharma,80, Civil Lines Jhansi Uttar Pradesh- 284 001 | T S Wind | 2.1 | 1 X 2100 | Gut. No. 510 of Village Revande Tal - Satara Dist – Satara (Site- Thoseghar) | 2015-10-31 | 2.1 | Satara | Thoseghar
45 | M/s. Siva Renewable Power and Energy Ltd.,‘Sterling Tower’, 327, Anna Salai, Teynampet, Chennai – 600 006 | Winwind | 4 | 4 X 1000 | Gut No. 155, 156/1, 156/2 of village Sanmadi Tal - Jath Dist – Sangli (Site- Vaspeth). | 2015-10-31 | 4 | Sangli | Vaspeth
46 | M/s. Inox Renewables Ltd.,Sr. No. 1837 & 1834 at Moje Jetalpur, ABS Tower, 2nd Floor, Old Padra Road, Vadodara – 390 007 Gujarat | Maruti | 2 | 1 X 2000 | Gut. No. 1039 of Village Renavi Tal - Khanapur Dist – Sangli (Site- Jadhavwadi) | 2015-10-31 | 2 | Sangli | Jadhavwadi
47 | M/s. Inox Renewables Ltd.,Sr. No. 1837 & 1834 at Moje Jetalpur, ABS Tower, 2nd Floor, Old Padra Road, Vadodara – 390 007 Gujarat | Maruti | 2 | 1 X 2000 | Gut. No. 1069 of Village Renavi Tal - Khanapur Dist – Sangli (Site- Jadhavwadi). | 2015-10-31 | 2 | Sangli | Jadhavwadi
48 | M/s. Ashwini Traders,104, Kaveri Building Neelkanth Valley, Rajawadi Ghatkopar (E) Mumbai – 400 077 | Maruti | 2 | 1 X 2000 | Gut No. 831 of Village Renavi Tal - Khanapur Dist – Sangli (Site-Jadhavwadi) | 2015-10-31 | 2 | Sangli | Jadhavwadi
49 | M/s. Sri Balaji & Co.,103, Kaveri Apartment Nilkanth Velly, Rajawadi Road No. 7, Ghatkopar (East) Mumbai – 400 077 | Maruti | 4 | 2 X 2000 | Gut. No. 6 of Village Renavi Tal - Khanapur Dist – Sangli (Site- Jadhavwadi) | 2015-10-31 | 4 | Sangli | Jadhavwadi
50 | M/s. Shree Siddhivinayaka Cotton Corporation,104, Kaveri Building Neelkanth Valley, Rajawadi Ghatkopar (E) Mumbai – 400 077 | Maruti | 2 | 1 X 2000 | Gut. No. 58/B of Village Renavi Tal - Khanapur Dist – Sangli (Site-Jadhavwadi) | 2015-10-31 | 2 | Sangli | Jadhavwadi
51 | M/s. Jath Wind Energy Pvt. Ltd.,NSL ICON, 4th floor, #8-2-684/2/A, Plot No. 1 to 4, Opp ICICI Bank Road No. 12, Banjara Hills, Hyderabad – 500 034 | Maruti | 2 | 1 X 2000 | Gut. No. 451/1 of Village Rawalgundwadi Tal - Jath Dist – Sangli (Site- Mendhegiri) | 2015-10-31 | 2 | Sangli | Mendhegiri
52 | M/s. Jath Wind Energy Pvt. Ltd.,NSL ICON, 4th floor, #8-2-684/2/A, Plot No. 1 to 4, Opp ICICI Bank Road No. 12, Banjara Hills, Hyderabad – 500 034 | Maruti | 2 | 1 X 2000 | Gut. No. 233/1 of Village Jath Tal - Jath Dist – Sangli (Site- Vaspeth) | 2015-10-31 | 2 | Sangli | Vaspeth
53 | M/s. Jath Wind Energy Pvt. Ltd.,NSL ICON, 4th floor, #8-2-684/2/A, Plot No. 1 to 4, Opp ICICI Bank Road No. 12, Banjara Hills, Hyderabad – 500 034 | Maruti | 2 | 1 X 2000 | Gut. No. 21/2 of Village Untwadi Tal - Jath Dist – Sangli (Site- Vaspeth) | 2015-10-31 | 2 | Sangli | Vaspeth
54 | M/s. Nilgiri Power Pvt. Ltd.,NSL ICON, 4th floor, #8-2-684/2/A, Road No. 12, Banjara Hills, Hyderabad – 500 034 | Maruti | 2 | 1 X 2000 | Gut. No. 288/2 of Village Valsang Tal - Jath Dist – Sangli (Site- Vaspeth | 2015-10-31 | 2 | Sangli | Vaspeth
55 | M/s. NSL Wind Power Company (Kayathar) Pvt. Ltd.,NSL ICON, 4th floor, #8-2-684/2/A, Road No. 12, Banjara Hills, Hyderabad – 500 034 | Maruti | 1.5 | 1 X 1500 | Gut No. 171, 172 of village Valsang Tal - Jath Dist – Sangli (Site- Vaspeth) | 2015-10-31 | 1.5 | Sangli | Vaspeth
56 | M/s. NSL Wind Power Company (Sayamalai) Pvt. Ltd.NSL ICON, 4th floor, #8-2-684/2/A, Road No. 12, Banjara Hills, Hyderabad – 500 034 | T S Wind | 1.5 | 1 X 1500 | Gut. No. 2 of Village Sahyadrinagar Tal - Javali Dist – Satara (Site- Kas). | 2015-10-31 | 1.5 | Satara | Kas
57 | M/s. Sterling Agro Industries Ltd.,11th Floor, Aggarwal Cyber Plaza-II,Netaji Subhash Place, New Delhi – 110 0034 | Suzlon | 2.1 | 1 X 2100 | Gut No. 207/2, 208 of Village Billur Tal - Jath Dist – Sangli (Site- Jath) | 2015-10-31 | 2.1 | Sangli | Jath
58 | M/s. KRBL Ltd.,5190, Lahori Gate, Delhi – 110 006 | Suzlon | 6.3 | 3 X 2100 | Gut No. 712 of Village Baj, Gut No. 323, 364 of Village Belunkhi Tal - Jath Dist – Sangli (Site- Jath-I). | 2015-10-31 | 6.3 | Sangli | Jath-I
59 | M/s. Ratnagiri Wind Power Projects Pvt. Ltd.,JJ Arcade, Final Polt No. 480, TPS. 1, Sanivarpet,Near Pankaj Hotel, NH-4, Karad - 415 110. | Ratnagiri | 6.4 | 4 X 1600 | Gut No. 48 of Village Kahir, Gut No. 107 of Village Palshi, Gut No. 481 of Village Natoshi Tal - Patan Dist - Satara (Site- Palshi). | 2015-10-31 | 6.4 | Satara | Palshi
60 | M/s. Jath Wind Energy Pvt. Ltd.,NSL ICON, 4th floor, #8-2-684/2/A, Plot No. 1 to 4, Opp ICICI Bank Road No. 12, Banjara Hills, Hyderabad – 500 034 | Maruti | 2 | 1 X 2000 | Gut. No. 410 of Village Rawalgundwadi Tal - Jath Dist – Sangli (Site- Mendhegiri) | 2015-10-31 | 2 | Sangli | Mendhegiri
61 | M/s. Giriraj Enterprises, Malpani House, I. G. Road, Sangamner – 422 605 Dist.: Ahmednagar | Maruti | 2 | 1 X 2000 | Gut. No. 80/1B of Village Untwadi Tal - Jath Dist – Sangli (Site- Vaspeth) | 2015-10-31 | 2 | Sangli | Vaspeth
62 | M/s. Orange Maha Wind Energy Pvt. Ltd.,301 B, 3rd Floor, D21 Corporate Park, Dwarka Sector-21, New Delhi – 110 075 | Maruti | 2 | 1 X 2000 | Gut No. 187 of Village Kachrewadi Tal - Tasgaon Dist – Sangli (Site- Jadhavwadi) | 2015-10-31 | 2 | Sangli | Jadhavwadi
63 | M/s. Velani Oils Pvt. Ltd.,410, DLF Tower – B, Dist. Centre, Jasola, New Delhi – 110 044 | Maruti | 0.85 | 1 X 850 | Gut. No. 220/A of Village Karungale Tal - Shahuwadi Dist – Kolhapur (Site- Bhendewadi) | 2015-10-31 | 0.85 | Kolhapur | Bhendwade
64 | M/s. Hetero Med Solutions Ltd.,7-2-A2 Industrial Estate, Sanat Nagar,Hyderabad – 500 018. | Regen | 1.5 | 1 X 1500 | Gut. No. 110 of Village Buti (Izara) Tal - Pusad Dist – Yavatmal (Site- Isapur). | 2015-10-31 | 1.5 | Yavatmal | Isapur
65 | M/s. Hetero Med Solutions Ltd.,7-2-A2 Industrial Estate, Sanat Nagar,Hyderabad – 500 018. | Regen | 1.5 | 1 X 1500 | Gut. No. 111 of Village Buti (Izara) Tal - Pusad Dist – Yavatmal (Site- Isapur). | 2015-10-31 | 1.5 | Yavatmal | Isapur
66 | M/s. Hetero Med Solutions Ltd.,7-2-A2 Industrial Estate, Sanat Nagar,Hyderabad – 500 018. | Regen | 1.5 | 1 X 1500 | Gut. No. 79 of Village Buti (Izara) Tal - Pusad Dist – Yavatmal (Site- Isapur). | 2015-10-31 | 1.5 | Yavatmal | Isapur
67 | M/s. Hetero Med Solutions Ltd.,7-2-A2 Industrial Estate, Sanat Nagar,Hyderabad – 500 018. | Regen | 1.5 | 1 X 1500 | Gut. No. 154 of Village Lohara (Khurd) Tal - Pusad Dist – Yavatmal (Site- Isapur). | 2015-10-31 | 1.5 | Yavatmal | Isapur
68 | M/s. Hetero Med Solutions Ltd.,7-2-A2 Industrial Estate, Sanat Nagar,Hyderabad – 500 018. | Regen | 1.5 | 1 X 1500 | Gut. No. 153 of Village Lohara (Khurd) Tal - Pusad Dist – Yavatmal (Site- Isapur). | 2015-10-31 | 1.5 | Yavatmal | Isapur
69 | M/s. Hetero Med Solutions Ltd.,7-2-A2 Industrial Estate, Sanat Nagar,Hyderabad – 500 018. | Regen | 1.5 | 1 X 1500 | Gut. No. 31 of Village Lohara (Khurd) Tal - Pusad Dist – Yavatmal (Site- Isapur). | 2015-10-31 | 1.5 | Yavatmal | Isapur
70 | M/s. Hetero Med Solutions Ltd.,7-2-A2 Industrial Estate, Sanat Nagar,Hyderabad – 500 018. | Regen | 1.5 | 1 X 1500 | Gut. No. 157 of Village Lohara (Khurd) Tal - Pusad Dist – Yavatmal (Site- Isapur) | 2015-10-31 | 1.5 | Yavatmal | Isapur
71 | M/s. Green Infra Corporate Solar Ltd.,2nd Floor, Tower II, NBCC Plaza, Pushp Vihar, Sector- V, New Delhi- 110 017 | T S Wind | 2.4 | 1 X 2400 | Gut. No. 1127 of Village Darodi Tal - Parner Dist – Ahmednagar (Site- Nandurpathar). | 2015-10-31 | 2.4 | Ahmednagar | Nandurpathar
72 | M/s. Green Infra Corporate Solar Ltd.,2nd Floor, Tower II, NBCC Plaza, Pushp Vihar, Sector- V, New Delhi- 110 017 | T S Wind | 7.875 | 3 X 2625 | Gut. No. 1106, 1126, 1127 of Village Darodi Tal - Parner Dist – Ahmednagar (Site- Nandurpathar). | 2015-10-31 | 7.875 | Ahmednagar | Nandurpathar
73 | M/s. Green Infra Corporate Solar Ltd.,2nd Floor, Tower II, NBCC Plaza, Pushp Vihar, Sector- V, New Delhi- 110 017 | T S Wind | 2.625 | 1 X 2625 | Gut. No. 1104 of Village Darodi Tal - Parner Dist – Ahmednagar (Site- Nandurpathar). | 2015-10-31 | 2.625 | Ahmednagar | Nandurpathar
74 | M/s. Maharashtra Satate Electricity Distribution Company Ltd. Prakashgad, Bandra, Mumbai | Suzlon | 10 | 8 x 1250 | Gut No. 415/A of Village Jamsande Tal - Devgad Dist Sindhugurg | 2016-02-15 | 10 | Sindhudurg | Devgad
75 | M/s. Green Infra Corporate Solar Ltd.,2nd Floor, Tower II, NBCC Plaza, Pushp Vihar, Sector- V, New Delhi- 110 018 | T S Wind | 4.8 | 2 x 2400 | Gut No. 1127 of Village Darodi Tal - Parner Dist - A'nagar | 2016-02-22 | 4.8 | Ahmednagar | Nandurpathar
76 | M/s. Shree Ram Industries | T S Wind | 2.1 | 1 x 2100 | Gut No. 470, 471 of Village Revande Tal & Dist - Satara | 2016-02-22 | 2.1 | Satara | Thoseghar
77 | M/s. Green Infra Corporate Solar Ltd.,2nd Floor, Tower II, NBCC Plaza, Pushp Vihar, Sector- V, New Delhi- 110 018 | T S Wind | 4.8 | 2 x 2400 | Gut No. 1095, 1092 of Village Darodi Tal - Parner Dist - A'nagar | 2016-02-22 | 4.8 | Ahmednagar | Nandurpathar
78 | M/s. Rajasthan Gum Pvt. Ltd.,S-272, G&H, M.I.A., Bansni II Phase, Jodhpur (Rajasthan) | T S Wind | 2.1 | 1 x 2100 | Gut No. 480 of Village Revande Tal & Dist - Satara | 2016-02-22 | 2.1 | Satara | Thoseghar
79 | M/s. Giriraj Enterprises, Malpani House, I. G. Road, Sangamner – 422 605 Dist.: Ahmednagar | T S Wind | 2 | 1 x 2000 | Gut No. 1458 Of village Shirgaon Tal- Shahuwadi Dist-Kolhapur | 2016-02-22 | 2 | Kolhapur | Bhendwade
217.85

## 2016-17
2016-17
Sr. No. | Investor Name & Address | Name of Developer | Capacity MW |  | Gut No. & Village | Commissined Date & Capacity |  | District | Site Name
|  |  | MW | No. of M/c |  | Date | MW
1 | M/s Clean Wind Power (Satara) Pvt. Ltd. Unit No. 89/1101 A, Hemkunt Chambers, Nehru Place, New Delhi – 110 019. | M/s Sri Maruti Wind Park Developers | 2 | 1 x 2000 | Gut No. 775 of village Khanapur, Tal. Khanapur, Dist. Sangli | 2016-12-23 | 2 | Sangli | Bhud
2 | M/s Orange Maha Wind Energy Pvt. Ltd. 301 B, 3rd Floor, D21 Corporate Park, Dwarka Sector-21, New Delhi – 110 075. | M/s Sri Maruti Wind Park Developers | 2 | 1 x 2000 | Gut No. 661, 665 of village Posewadi, Tal. Khanapur, Dist. Sangli | 2017-03-17 | 2 | Sangli | Jadhavwadi
3 | M/s Orange Maha Wind Energy Pvt. Ltd. 301 B, 3rd Floor, D21 Corporate Park, Dwarka Sector-21, New Delhi – 110 075. | M/s Sri Maruti Wind Park Developers | 2 | 1 x 2000 | Gut No. 428 of village Benapur, Tal. Khanapur, Dist. Sangli | 2017-03-17 | 2 | Sangli | Bhud
4 | M/s Orange Maha Wind Energy Pvt. Ltd. 301 B, 3rd Floor, D21 Corporate Park, Dwarka Sector-21, New Delhi – 110 075. | M/s Sri Maruti Wind Park Developers | 2 | 1 x 2000 | Gut No. 518, 519, 520 of village Khanapur, Tal. Khanapur, Dist. Sangli | 2017-03-17 | 2 | Sangli | Jadhavwadi
5 | M/s Orange Maha Wind Energy Pvt. Ltd. 301 B, 3rd Floor, D21 Corporate Park, Dwarka Sector-21, New Delhi – 110 075. | M/s Sri Maruti Wind Park Developers | 2 | 1 x 2000 | Gut No. 493 of village Posewadi, Tal. Khanapur, Dist. Sangli | 2017-03-17 | 2 | Sangli | Jadhavwadi
6 | M/s Orange Maha Wind Energy Pvt. Ltd. 301 B, 3rd Floor, D21 Corporate Park, Dwarka Sector-21, New Delhi – 110 075. | M/s Sri Maruti Wind Park Developers | 2 | 1 x 2000 | Gut No. 67 of village Jakhinwadi, Tal. Khanapur, Dist. Sangli | 2017-03-17 | 2 | Sangli | Bhud
7 | M/s Global Metal & Energy Pvt. Ltd. 408, 4th Floor, Landmark Building, New Link Road, Andheri (W), Mumbai 400 053. | M/s Winwind Power Energy Pvt. Ltd. | 10 | 5 x 2000 | Gut No. 99, 22/2, 47, 43/2, 104 of village Washan, Tal. Jath, Dist. Sangli | 2017-03-25 | 10 | Sangli | Mendhegiri
8 | M/s Giriraj Enterprises Malpani House, I. G. Road, Sangamner – 422 605, Dist.-Ahmednagar (MS) India. | M/s T. S. Wind Power Developers | 2 | 1 x 2000 | Gut No. 1452 of village Shirgaon, Tal. Shahuwadi, Dist. Kolhapur | 2017-03-31 | 2 | Kolhapur | Bhendawade
9 | M/s Hetero Med Solutions Ltd. 7-2-A2 Industrial Estate, Sanat Nagar, Hyderabad – 500 018. | M/s Regen Powertech Pvt. Ltd. | 1.5 | 1 x 1500 | Gut No. 127 of village Lohara (Khurd), Tal. Pusad, Dist. Yavatmal | 2017-03-18 | 1.5 | Yavatmal | Isapur
10 | M/s Hetero Med Solutions Ltd. 7-2-A2 Industrial Estate, Sanat Nagar, Hyderabad – 500 018. | M/s Regen Powertech Pvt. Ltd. | 1.5 | 1 x 1500 | Gut No. 112 of village Inapur, Tal. Pusad, Dist. Yavatmal | 2017-03-18 | 1.5 | Yavatmal | Isapur
11 | M/s Hetero Med Solutions Ltd. 7-2-A2 Industrial Estate, Sanat Nagar, Hyderabad – 500 018. | M/s Regen Powertech Pvt. Ltd. | 1.5 | 1 x 1500 | Gut No. 91 of village Inapur, Tal. Pusad, Dist. Yavatmal | 2017-03-18 | 1.5 | Yavatmal | Isapur
12 | M/s Hetero Med Solutions Ltd. 7-2-A2 Industrial Estate, Sanat Nagar, Hyderabad – 500 018. | M/s Regen Powertech Pvt. Ltd. | 1.5 | 1 x 1500 | Gut No. 153 of village Sawargaon Bangla, Tal. Pusad, Dist. Yavatmal | 2017-03-18 | 1.5 | Yavatmal | Isapur
13 | M/s Hetero Med Solutions Ltd. 7-2-A2 Industrial Estate, Sanat Nagar, Hyderabad – 500 018. | M/s Regen Powertech Pvt. Ltd. | 1.5 | 1 x 1500 | Gut No. 117 of village Inapur, Tal. Pusad, Dist. Yavatmal | 2017-03-18 | 1.5 | Yavatmal | Isapur
14 | M/s Hetero Med Solutions Ltd. 7-2-A2 Industrial Estate, Sanat Nagar, Hyderabad – 500 018. | M/s Regen Powertech Pvt. Ltd. | 1.5 | 1 x 1500 | Gut No. 329 of village Sawargaon Bangla, Tal. Pusad, Dist. Yavatmal | 2017-03-18 | 1.5 | Yavatmal | Isapur
15 | M/s Clean Wind Power (Satara) Pvt. Ltd. Unit No. 89/1101 A, Hemkunt Chambers, Nehru Place, New Delhi – 110 019. | M/s Sri Maruti Wind Park Developers | 2 | 1 x 2000 | Gut No. 775 of village Khanapur, Tal. Khanapur, Dist. Sangli | 2017-03-31 | 2 | Sangli | Bhud
16 | M/s Hetero Med Solutions Ltd. 7-2-A2 Industrial Estate, Sanat Nagar, Hyderabad – 500 018. | M/s Regen Powertech Pvt. Ltd. | 3 | 2 x 1500 | Gut No. 133 of village Lohara (Khurd), Tal. Pusad, Dist. Yavatmal | 2017-03-18 | 3 | Yavatmal | Isapur
17 | M/s Hetero Med Solutions Ltd. 7-2-A2 Industrial Estate, Sanat Nagar, Hyderabad – 500 018. | M/s Regen Powertech Pvt. Ltd. | 1.5 | 1 x 1500 | Gut No. 314 of village Sawargaon Bangla, Tal. Pusad, Dist. Yavatmal | 2017-03-18 | 1.5 | Yavatmal | Isapur
18 | M/s Hetero Med Solutions Ltd. 7-2-A2 Industrial Estate, Sanat Nagar, Hyderabad – 500 018. | M/s Regen Powertech Pvt. Ltd. | 1.5 | 1 x 1500 | Gut No. 309 of village Sawargaon Bangla, Tal. Pusad, Dist. Yavatmal | 2017-03-18 | 1.5 | Yavatmal | Isapur
19 | M/s Hetero Med Solutions Ltd. 7-2-A2 Industrial Estate, Sanat Nagar, Hyderabad – 500 018. | M/s Regen Powertech Pvt. Ltd. | 1.5 | 1 x 1500 | Gut No. 301 of village Sawargaon Bangla, Tal. Pusad, Dist. Yavatmal | 2017-03-18 | 1.5 | Yavatmal | Isapur
20 | M/s Hetero Med Solutions Ltd. 7-2-A2 Industrial Estate, Sanat Nagar, Hyderabad – 500 018. | M/s Regen Powertech Pvt. Ltd. | 1.5 | 1 x 1500 | Gut No. 250 of village Sawargaon Bangla, Tal. Pusad, Dist. Yavatmal | 2017-03-18 | 1.5 | Yavatmal | Isapur
21 | M/s Hetero Med Solutions Ltd. 7-2-A2 Industrial Estate, Sanat Nagar, Hyderabad – 500 018. | M/s Regen Powertech Pvt. Ltd. | 1.5 | 1 x 1500 | Gut No. 311 of village Sawargaon Bangla, Tal. Pusad, Dist. Yavatmal | 2017-03-18 | 1.5 | Yavatmal | Isapur
22 | M/s D. J. Malpani Malpani Estate, Kasara Dumala,Sangamner -422 605, Dist- Ahmednagar, (M.S.) India. | M/s T. S. Wind Power Developers | 2.4 | 1 x 2400 | Gut No. 1134 of village Pemdara, Tal. Junnar, Dist. Pune | 2017-03-31 | 2.4 | Pune | Nandurpathar
23 | M/s D. J. Malpani Malpani Estate, Kasara Dumala,Sangamner -422 605, Dist- Ahmednagar, (M.S.) India. | M/s T. S. Wind Power Developers | 2.4 | 1 x 2400 | Gut No. 1136 of village Pemdara, Tal. Junnar, Dist. Pune | 2017-03-31 | 2.4 | Pune | Nandurpathar
24 | M/s D. J. Malpani Malpani Estate, Kasara Dumala,Sangamner -422 605, Dist- Ahmednagar, (M.S.) India. | M/s T. S. Wind Power Developers | 2.4 | 1 x 2400 | Gut No. 912 of village Pemdara, Tal. Junnar, Dist. Pune | 2017-03-31 | 2.4 | Pune | Nandurpathar
25 | M/s Mahindra & Mahindra Ltd. Automotive Sector, Akurli Road, Kandivali-East, Mumbai-400 101, Maharashtra, India. | M/s Suzlon Energy Ltd. | 2.1 | 1 x 2100 | Gut No. 423/P of village Umrani, Tal. Jath, Dist. Sangli | 2017-03-26 | 2.1 | Sangli | Sindur
26 | M/s Mahindra Vehicle Manufacturers Ltd. Automotive Sector, Akurli Road, Kandivali-East, Mumbai-400 101, Maharashtra, India. | M/s Suzlon Energy Ltd. | 2.1 | 1 x 2100 | Gut No. 519/P of Umrani, Tal. Jath, Dist. Sangli | 2017-03-26 | 2.1 | Sangli | Sindur
27 | M/s National Aluminium Company Ltd. NALCO Bhawan, P/1, Nayapalli, Bhubaneswar – 751 013. | M/s Suzlon Energy Ltd. | 33.6 | 16 x 2100 | Gut No. 22, 691, 1260/1 of village Umrani, Gut No. 89, 99B, 129, 130, 151/1, 154, 168, 187/1, 187/2, 217, 302, 352, 366A, 366B, 424 of village Sindur, Tal. Jath, Dist. Sangli | 2017-03-26 | 33.6 | Sangli | Sindur
28 | M/s National Aluminium Company Ltd. NALCO Bhawan, P/1, Nayapalli, Bhubaneswar – 751 013. | M/s Suzlon Energy Ltd. | 16.8 | 8 x 2100 | Gut No. 442, 443, 447, 499, 501, 603, 604 & 261 of Village Sindur and Gut No. 796, 365 & 1261 of Village Umrani, Tal – Jath, Dist – Sangli. | 2017-03-26 | 16.8 | Sangli | Sindur
|  |  | 107.3 |  |  |  | 107.3

## 2017-18
2017-18
Sr. No. | Investor Name & Address | Name of Developer | Capacity MW |  | Gut No. & Village | Commissined Date & Capacity |  | District | Site Name
|  |  | MW | No. of M/c |  | Date | MW
1 | Asian Paints Limited Asian Paints House, 6A, Shantinagar, Santacruz (E), Mumbai 400 055 | Suyog Urja | 4.2 | 2 x 2100 | Gut No. 69, 70 of village Malegaon Thokal, Tal- Kannad, Dist- Aurangabad | 2017-10-12 | 4.2 | Aurangabad | Anjanadi
2 | Asian Paints Limited Asian Paints House, 6A, Shantinagar, Santacruz (E), Mumbai 400 055 | Suyog Urja | 2.1 | 1 x 2100 | Gut No. 70 of village Malegaon Thokal, Tal- Kannad, Dist- Aurangabad | 2017-10-12 | 2.1 | Aurangabad | Anjanadi
3 | M/s. Sudarshan Chemical Industries Ltd. 46, MIDC Estate, Dhatav, Roha, Dist. Raigad 402116. | Suyog Urja Pvt. Ltd. | 4.2 | 2 x 2100 | Gut No. 52, 75 of village Malegaon Thokal, Tal- Kannad, Dist- Aurangabad | 2018-03-31 | 4.2 | Aurangabad | Anjanadi
4 | M/s. Mahindra & Mahindra Ltd. Automotive Sector, Akurli Road, Kandivali-East, Mumbai-400 101, Maharashtra, India. | Suyog Urja Pvt. Ltd. | 2.1 | 1 x 2100 | Gut No. 66 of village Malegaon Thokal, Tal- Kannad, Dist- Aurangabad | 2018-03-31 | 2.1 | Aurangabad | Anjanadi
|  |  | 12.6 |  |  |  | 12.6

## 2018-19
2018-19
Sr. No. | Investor Name & Address | Name of Developer | Capacity MW |  | Gut No. & Village | Commissined Date & Capacity |  | District | Site Name
|  |  | MW | No. of M/c |  | Date | MW
1 | Asian Paints Limited(2.1 MW) Asian Paints House, 6A, Shantinagar, Santacruz (E), Mumbai 400 055 | Suyog Urja Pvt. Ltd. | 2.1 | 1 x 2100 | Gut No. 64 of village Malegaon Thokal, Tal- Kannad, Dist- Aurangabad | 2018-06-10 | 2.1 | Aurangabad | Anjannadi
2 | M/s. ZF Steering Gear (India) Ltd.(2.1 MW) Gat No. 1242/44, Village Vadu BK, Tal. Shirur, Dist-Pune, Pune - 412216 | Suyog Urja Pvt. Ltd. | 2.1 | 1 x 2100 | Gut No. 51 of village Malegaon Thokal, Tal- Kannad, Dist- Aurangabad | 2018-06-10 | 2.1 | Aurangabad | Anjannadi
3 | M/s. Sri Pavan Energy Pvt. Ltd. (6 MW) 301, ABC Tower, Old Padra Road, Vadodara - 390 007 | Sri. Maruti Wind Park Developers | 6 | 3 x 2000 | Gut No. 48, 58 & 60 of Village Vasumbe, Gut No. 1179 of Village Balwadi (Kha.), Tal - Khanapur, Dist - Sangli. | 2019-05-01 | 6 | Sangli | Jadhavwadi
|  | Total | 10.2 | MW |  |  | 10.2 | MW

## 2019-20
Wind Power Projects commissioned in F.Y.2019-20
Sr. No. | Invester Name & Address | Developer Name | Capacity |  | Gut No. & Village | Commissioning Date & Capacity |  | District | Site Name
|  |  | MW | No. x kW |  | Date | Capacity
1 | M/s. Kansai Nerolac Paints Ltd.,Ganpatrao Kadam Marg, Lower Parel West, Mumbai- 400013. | M/s. Suyog Urja Pvt. Ltd. | 2.1 | 1 x 2100 | Gut No. 93 of Village Malegaon Thokal, Tal - Kannad, Dist - Aurangabad | 26/11/2019 | 2.1 | Aurangabad | Anjannadi
2 | M/s. Suzlon Energy Ltd. One earth, Hpadsar, Pune- 411028. | M/s. Suyog Urja Pvt. Ltd. | 2.1 | 1 x 2100 | Gut No. 187 of Village Malegaon Thokal, Tal - Kannad, Dist - Aurangabad. | 27/11/2019 | 2.1 | Aurangabad | Anjannadi
3 | M/s. Renew Vayu Urja Pvt. Ltd., Renew Hub, Commercial Block-1, Zone 6, Golf Course Road, DLF City Phase-V, Gurugram, Haryana - 122 009. | M/s. Siemens Gamesa Renewable PowerPvt. Ltd. | 2 | 1 x 2000 | Gut No. 59,Village Bamni, Tal.- Osmanabad, Dist.-Osmanabad | 26.12.2019 | 2 | Osmanabad | Kavaldhara
4 | M/s. Renew Vayu Urja Pvt. Ltd., Renew Hub, Commercial Block-1, Zone 6, Golf Course Road, DLF City Phase-V, Gurugram, Haryana - 122 009. | M/s. Siemens Gamesa Renewable PowerPvt. Ltd. | 2 | 1 x 2000 | Gut No. 133, Village Kamtha, Tal.- Tuljapur, Dist.-Osmanabad | 05.12.2019 | 2 | Osmanabad | Kavaldhara
5 | M/s. Renew Vayu Urja Pvt. Ltd., Renew Hub, Commercial Block-1, Zone 6, Golf Course Road, DLF City Phase-V, Gurugram, Haryana - 122 009. | M/s. Siemens Gamesa Renewable PowerPvt. Ltd. | 2 | 1 x 2000 | Gut No. 245, 246,Village Dharur, Tal.- Osmanabad, Dist.-Osmanabad | 05.12.2019 | 2 | Osmanabad | Kavaldhara
6 | M/s. Renew Vayu Urja Pvt. Ltd., Renew Hub, Commercial Block-1, Zone 6, Golf Course Road, DLF City Phase-V, Gurugram, Haryana - 122 009. | M/s. Siemens Gamesa Renewable PowerPvt. Ltd. | 2 | 1 x 2000 | Gut No. 83, Village Bori, Tal.- Tuljapur, Dist.-Osmanabad | 05.12.2019 | 2 | Osmanabad | Kavaldhara
7 | M/s. Renew Vayu Urja Pvt. Ltd., Renew Hub, Commercial Block-1, Zone 6, Golf Course Road, DLF City Phase-V, Gurugram, Haryana - 122 009. | M/s. Siemens Gamesa Renewable PowerPvt. Ltd. | 2 | 1 x 2000 | Gut No. 80, Village Bori, Tal.- Tuljapur, Dist.-Osmanabad | 05.12.2019 | 2 | Osmanabad | Kavaldhara
8 | M/s. Renew Vayu Urja Pvt. Ltd., Renew Hub, Commercial Block-1, Zone 6, Golf Course Road, DLF City Phase-V, Gurugram, Haryana - 122 009. | M/s. Siemens Gamesa Renewable PowerPvt. Ltd. | 2 | 1 x 2000 | Gut No. 386 & 432,Village Dharur, Tal.- Osmanabad, Dist.-Osmanabad | 26.12.2019 | 2 | Osmanabad | Kavaldhara
9 | M/s. Renew Vayu Urja Pvt. Ltd., Renew Hub, Commercial Block-1, Zone 6, Golf Course Road, DLF City Phase-V, Gurugram, Haryana - 122 009. | M/s. Siemens Gamesa Renewable PowerPvt. Ltd. | 2 | 1 x 2000 | Gut No. 40 & 50, Village Bori, Tal.- Tuljapur, Dist.-Osmanabad | 05.12.2019 | 2 | Osmanabad | Kavaldhara
10 | M/s. Renew Vayu Urja Pvt. Ltd., Renew Hub, Commercial Block-1, Zone 6, Golf Course Road, DLF City Phase-V, Gurugram, Haryana - 122 009. | M/s. Siemens Gamesa Renewable PowerPvt. Ltd. | 2 | 1 x 2000 | Gut No. 125, Village Dharur, Tal.- Osmanabad, Dist.-Osmanabad | 26.12.2019 | 2 | Osmanabad | Kavaldhara
11 | M/s. Renew Vayu Urja Pvt. Ltd., Renew Hub, Commercial Block-1, Zone 6, Golf Course Road, DLF City Phase-V, Gurugram, Haryana - 122 009. | M/s. Siemens Gamesa Renewable PowerPvt. Ltd. | 2 | 1 x 2000 | Gut No. 143,Village Kamtha, Tal.- Tuljapur, Dist.-Osmanabad | 05.12.2019 | 2 | Osmanabad | Kavaldhara
12 | M/s. Renew Vayu Urja Pvt. Ltd., Renew Hub, Commercial Block-1, Zone 6, Golf Course Road, DLF City Phase-V, Gurugram, Haryana - 122 009. | M/s. Siemens Gamesa Renewable PowerPvt. Ltd. | 2 | 1 x 2000 | Gut No. 144, Village Morda, Tal.- Tuljapur, Dist.-Osmanabad | 05.12.2019 | 2 | Osmanabad | Kavaldhara
13 | M/s. Renew Vayu Urja Pvt. Ltd., Renew Hub, Commercial Block-1, Zone 6, Golf Course Road, DLF City Phase-V, Gurugram, Haryana - 122 009. | M/s. Siemens Gamesa Renewable PowerPvt. Ltd. | 2 | 1 x 2000 | Gut No. 126, Village Kamtha, Tal.- Tuljapur, Dist.-Osmanabad | 05.12.2019 | 2 | Osmanabad | Kavaldhara
14 | M/s. Renew Vayu Urja Pvt. Ltd., Renew Hub, Commercial Block-1, Zone 6, Golf Course Road, DLF City Phase-V, Gurugram, Haryana - 122 009. | M/s. Siemens Gamesa Renewable PowerPvt. Ltd. | 2 | 1 x 2000 | Gut No. 50,Village Morda, Tal.- Tuljapur, Dist.-Osmanabad | 05.12.2019 | 2 | Osmanabad | Kavaldhara
15 | M/s. Renew Vayu Urja Pvt. Ltd., Renew Hub, Commercial Block-1, Zone 6, Golf Course Road, DLF City Phase-V, Gurugram, Haryana - 122 009. | M/s. Siemens Gamesa Renewable PowerPvt. Ltd. | 2 | 1 x 2000 | Gut No.423, Village Dharur, Tal.- Osmanabad, Dist.-Osmanabad | 26.12.2019 | 2 | Osmanabad | Kavaldhara
16 | M/s. Renew Vayu Urja Pvt. Ltd., Renew Hub, Commercial Block-1, Zone 6, Golf Course Road, DLF City Phase-V, Gurugram, Haryana - 122 009. | M/s. Siemens Gamesa Renewable PowerPvt. Ltd. | 2 | 1 x 2000 | Gut No. 56, Village Morda, Tal.- Tuljapur, Dist.-Osmanabad | 05.12.2019 | 2 | Osmanabad | Kavaldhara
17 | M/s. Renew Vayu Urja Pvt. Ltd., Renew Hub, Commercial Block-1, Zone 6, Golf Course Road, DLF City Phase-V, Gurugram, Haryana - 122 009. | M/s. Siemens Gamesa Renewable PowerPvt. Ltd. | 2 | 1 x 2000 | Gut No. 154, Village Morda, Tal.- Tuljapur, Dist.-Osmanabad | 05.12.2019 | 2 | Osmanabad | Kavaldhara
18 | M/s. Renew Vayu Urja Pvt. Ltd., Renew Hub, Commercial Block-1, Zone 6, Golf Course Road, DLF City Phase-V, Gurugram, Haryana - 122 009. | M/s. Siemens Gamesa Renewable PowerPvt. Ltd. | 2 | 1 x 2000 | Gut No. 10, Village Morda, Tal.- Tuljapur, Dist.-Osmanabad | 05.12.2019 | 2 | Osmanabad | Kavaldhara
19 | M/s. Renew Vayu Urja Pvt. Ltd., Renew Hub, Commercial Block-1, Zone 6, Golf Course Road, DLF City Phase-V, Gurugram, Haryana - 122 009. | M/s. Siemens Gamesa Renewable PowerPvt. Ltd. | 2 | 1 x 2000 | Gut No. 351, 352, Village Wadgaon Sidh., Tal.- Osmanabad, Dist.-Osmanabad | 05.12.2019 | 2 | Osmanabad | Kavaldhara
20 | M/s. Renew Vayu Urja Pvt. Ltd., Renew Hub, Commercial Block-1, Zone 6, Golf Course Road, DLF City Phase-V, Gurugram, Haryana - 122 009. | M/s. Siemens Gamesa Renewable PowerPvt. Ltd. | 2 | 1 x 2000 | Gut No. 130, Village Kamtha, Tal.- Tuljapur, Dist.-Osmanabad | 05.12.2019 | 2 | Osmanabad | Kavaldhara
21 | M/s. Renew Vayu Urja Pvt. Ltd., Renew Hub, Commercial Block-1, Zone 6, Golf Course Road, DLF City Phase-V, Gurugram, Haryana - 122 009. | M/s. Siemens Gamesa Renewable PowerPvt. Ltd. | 2 | 1 x 2000 | Gut No. 79 of Village Bori, Tal - Tuljapur, Dist - Osmanabad. | 05.12.2019 | 2 | Osmanabad | Kavaldhara
22 | M/s. Renew Vayu Urja Pvt. Ltd., Renew Hub, Commercial Block-1, Zone 6, Golf Course Road, DLF City Phase-V, Gurugram, Haryana - 122 009. | M/s. Siemens Gamesa Renewable PowerPvt. Ltd. | 2 | 1 x 2000 | Gut No. 55,Village Kakramba Wadi, Tal.- Tuljapur, Dist.-Osmanabad | 05.12.2019 | 2 | Osmanabad | Kavaldhara
23 | M/s. Renew Vayu Urja Pvt. Ltd., Renew Hub, Commercial Block-1, Zone 6, Golf Course Road, DLF City Phase-V, Gurugram, Haryana - 122 009. | M/s. Siemens Gamesa Renewable PowerPvt. Ltd. | 2 | 1 x 2000 | Gut No. 37,Village Kakramba Wadi, Tal.- Tuljapur, Dist.-Osmanabad | 05.12.2019 | 2 | Osmanabad | Kavaldhara
24 | M/s. Renew Vayu Urja Pvt. Ltd., Renew Hub, Commercial Block-1, Zone 6, Golf Course Road, DLF City Phase-V, Gurugram, Haryana - 122 009. | M/s. Siemens Gamesa Renewable PowerPvt. Ltd. | 2 | 1 x 2000 | Gut No.70,Village Kakrambawadi, Tal.- Tuljapur, Dist.-Osmanabad | 05.12.2019 | 2 | Osmanabad | Kavaldhara
25 | M/s. Renew Vayu Urja Pvt. Ltd., Renew Hub, Commercial Block-1, Zone 6, Golf Course Road, DLF City Phase-V, Gurugram, Haryana - 122 009. | M/s. Siemens Gamesa Renewable PowerPvt. Ltd. | 2 | 1 x 2000 | Gut No.438, Village Keshegaon, Tal.- Osmanabad, Dist.-Osmanabad | 26.12.2019 | 2 | Osmanabad | Kavaldhara
26 | M/s. Renew Vayu Urja Pvt. Ltd., Renew Hub, Commercial Block-1, Zone 6, Golf Course Road, DLF City Phase-V, Gurugram, Haryana - 122 009. | M/s. Siemens Gamesa Renewable PowerPvt. Ltd. | 2 | 1 x 2000 | Gut No. 142,Village Kakramba , Tal.- Tuljapur, Dist.-Osmanabad | 05.12.2019 | 2 | Osmanabad | Kavaldhara
27 | M/s. Renew Vayu Urja Pvt. Ltd., Renew Hub, Commercial Block-1, Zone 6, Golf Course Road, DLF City Phase-V, Gurugram, Haryana - 122 009. | M/s. Siemens Gamesa Renewable PowerPvt. Ltd. | 2 | 1 x 2000 | Gut No. 90, Village Wadibamni, Tal.- Osmanabad, Dist.-Osmanabad | 26.12.2019 | 2 | Osmanabad | Kavaldhara
28 | M/s. Renew Vayu Urja Pvt. Ltd., Renew Hub, Commercial Block-1, Zone 6, Golf Course Road, DLF City Phase-V, Gurugram, Haryana - 122 009. | M/s. Siemens Gamesa Renewable PowerPvt. Ltd. | 2 | 1 x 2000 | Gut No. 220, Village Keshegaon, Tal.- Osmanabad, Dist.-Osmanabad | 26.12.2019 | 2 | Osmanabad | Kavaldhara
29 | M/s. Renew Vayu Urja Pvt. Ltd., Renew Hub, Commercial Block-1, Zone 6, Golf Course Road, DLF City Phase-V, Gurugram, Haryana - 122 009. | M/s. Siemens Gamesa Renewable PowerPvt. Ltd. | 2 | 1 x 2000 | Gut No. 87, 88, Village Bavi, Tal.- Osmanabad, Dist.-Osmanabad | 26.12.2019 | 2 | Osmanabad | Kavaldhara
30 | M/s. Renew Vayu Urja Pvt. Ltd., Renew Hub, Commercial Block-1, Zone 6, Golf Course Road, DLF City Phase-V, Gurugram, Haryana - 122 009. | M/s. Siemens Gamesa Renewable PowerPvt. Ltd. | 2 | 1 x 2000 | Gut No.70, Village Bavi, Tal.- Osmanabad, Dist.-Osmanabad | 05.12.2019 | 2 | Osmanabad | Kavaldhara
31 | M/s. Renew Vayu Urja Pvt. Ltd., Renew Hub, Commercial Block-1, Zone 6, Golf Course Road, DLF City Phase-V, Gurugram, Haryana - 122 009. | M/s. Siemens Gamesa Renewable PowerPvt. Ltd. | 2 | 1 x 2000 | Gut No.295, Village Keshegaon, Tal.- Osmanabad, Dist.-Osmanabad | 26.12.2019 | 2 | Osmanabad | Kavaldhara
32 | M/s. Renew Vayu Urja Pvt. Ltd., Renew Hub, Commercial Block-1, Zone 6, Golf Course Road, DLF City Phase-V, Gurugram, Haryana - 122 009. | M/s. Siemens Gamesa Renewable PowerPvt. Ltd. | 2 | 1 x 2000 | Gut No. 80, 72, Village Bavi, Tal.- Osmanabad, Dist.-Osmanabad | 26.12.2019 | 2 | Osmanabad | Kavaldhara
33 | M/s. Renew Vayu Urja Pvt. Ltd., Renew Hub, Commercial Block-1, Zone 6, Golf Course Road, DLF City Phase-V, Gurugram, Haryana - 122 009. | M/s. Siemens Gamesa Renewable PowerPvt. Ltd. | 2 | 1 x 2000 | Gut No. 71,Village Kakrambawadi, Tal.- Tuljapur, Dist.-Osmanabad | 05.12.2019 | 2 | Osmanabad | Kavaldhara
34 | M/s. Renew Vayu Urja Pvt. Ltd., Renew Hub, Commercial Block-1, Zone 6, Golf Course Road, DLF City Phase-V, Gurugram, Haryana - 122 009. | M/s. Siemens Gamesa Renewable PowerPvt. Ltd. | 2 | 1 x 2000 | Gut No. 115, Village Kakrambawadi, Tal.- Osmanabad, Dist.-Osmanabad | 05.12.2019 | 2 | Osmanabad | Kavaldhara
35 | M/s. Renew Vayu Urja Pvt. Ltd., Renew Hub, Commercial Block-1, Zone 6, Golf Course Road, DLF City Phase-V, Gurugram, Haryana - 122 009. | M/s. Siemens Gamesa Renewable PowerPvt. Ltd. | 2 | 1 x 2000 | Gut No. 57, 58,Village Kakrambawadi, Tal.- Tuljapur, Dist.-Osmanabad | 05.12.2019 | 2 | Osmanabad | Kavaldhara
36 | M/s. Renew Vayu Urja Pvt. Ltd., Renew Hub, Commercial Block-1, Zone 6, Golf Course Road, DLF City Phase-V, Gurugram, Haryana - 122 009. | M/s. Siemens Gamesa Renewable PowerPvt. Ltd. | 2 | 1 x 2000 | Gut No. 74 of Village Bori, Tal - Tuljapur, Dist - Osmanabad | 05.12.2019 | 2 | Osmanabad | Kavaldhara
37 | M/s. Renew Vayu Urja Pvt. Ltd., Renew Hub, Commercial Block-1, Zone 6, Golf Course Road, DLF City Phase-V, Gurugram, Haryana - 122 009. | M/s. Siemens Gamesa Renewable PowerPvt. Ltd. | 2 | 1 x 2000 | Gut No. 98,Village Dharur, Tal.- Osmanabad, Dist.-Osmanabad | 26.12.2019 | 2 | Osmanabad | Kavaldhara
38 | M/s. Renew Vayu Urja Pvt. Ltd., Renew Hub, Commercial Block-1, Zone 6, Golf Course Road, DLF City Phase-V, Gurugram, Haryana - 122 009. | M/s. Siemens Gamesa Renewable PowerPvt. Ltd. | 2 | 1 x 2000 | Gut No. 79, 76 & 77 of Village Osmanabad, Tal - Osmanabad, Dist - Osmanabad | 05.12.2019 | 2 | Osmanabad | Kavaldhara
39 | M/s. Renew Vayu Urja Pvt. Ltd., Renew Hub, Commercial Block-1, Zone 6, Golf Course Road, DLF City Phase-V, Gurugram, Haryana - 122 009. | M/s. Siemens Gamesa Renewable PowerPvt. Ltd. | 2 | 1 x 2000 | Gut No. 124 of Village Dharur, Tal. & Dist. - Osmanabad | 26.12.2019 | 2 | Osmanabad | Kavaldhara
40 | M/s. Renew Vayu Urja Pvt. Ltd., Renew Hub, Commercial Block-1, Zone 6, Golf Course Road, DLF City Phase-V, Gurugram, Haryana - 122 009. | M/s. Siemens Gamesa Renewable PowerPvt. Ltd. | 2 | 1 x 2000 | Gut No. 430,433 of Village keshegaon, Tal. & Dist. - Osmanabad | 26.12.2019 | 2 | Osmanabad | Kavaldhara
41 | M/s. Torrent Solargen Ltd., “Samanvay”, 600, Tapovan,Ambawadi, Ahmedabad380 015. | M/s. Siemens Gamesa Renewable PowerPvt. Ltd. | 2 | 1 x 2000 | Gut No. 290 of village Mogha Khurd, Tal. - Lohara, Dist. - Osmanabad | 13.12.2019 | 2 | Osmanabad | Lohara
42 | M/s. Torrent Solargen Ltd., “Samanvay”, 600, Tapovan,Ambawadi, Ahmedabad380 015. | M/s. Siemens Gamesa Renewable PowerPvt. Ltd. | 2 | 1 x 2000 | Gut No. 83/2 of village Wadgaonwadi, Tal. - Lohara, Dist. - Osmanabad | 13.12.2019 | 2 | Osmanabad | Lohara
43 | M/s. Torrent Solargen Ltd., “Samanvay”, 600, Tapovan,Ambawadi, Ahmedabad380 015. | M/s. Siemens Gamesa Renewable PowerPvt. Ltd. | 2 | 1 x 2000 | Gut No. 70/4 of village Wadgaonwadi, Tal. - Lohara, Dist. - Osmanabad | 13.12.2019 | 2 | Osmanabad | Lohara
44 | M/s. Torrent Solargen Ltd., “Samanvay”, 600, Tapovan,Ambawadi, Ahmedabad380 015. | M/s. Siemens Gamesa Renewable PowerPvt. Ltd. | 2 | 1 x 2000 | Gut No. 72/1/2, 72/1/1 & 73/4 of village Wadgaonwadi, Tal. - Lohara, Dist. - Osmanabad | 13.12.2019 | 2 | Osmanabad | Lohara
45 | M/s. Torrent Solargen Ltd., “Samanvay”, 600, Tapovan,Ambawadi, Ahmedabad380 015. | M/s. Siemens Gamesa Renewable PowerPvt. Ltd. | 2 | 1 x 2000 | Gut No. 17/1 & 17/2 of village Wadgaonganja, Tal. - Lohara, Dist. - Osmanabad | 13.12.2019 | 2 | Osmanabad | Lohara
46 | M/s. Torrent Solargen Ltd., “Samanvay”, 600, Tapovan,Ambawadi, Ahmedabad380 015. | M/s. Siemens Gamesa Renewable PowerPvt. Ltd. | 2 | 1 x 2000 | Gut No. 802 of village Jevali, Tal. - Lohara, Dist. - Osmanabad | 13.12.2019 | 2 | Osmanabad | Lohara
47 | M/s. Torrent Solargen Ltd., “Samanvay”, 600, Tapovan,Ambawadi, Ahmedabad380 015. | M/s. Siemens Gamesa Renewable PowerPvt. Ltd. | 2 | 1 x 2000 | Gut No. 538, 540 of village Hippargarava, Tal. - Lohara, Dist. - Osmanabad | 13.12.2019 | 2 | Osmanabad | Lohara
48 | M/s. Torrent Solargen Ltd., “Samanvay”, 600, Tapovan,Ambawadi, Ahmedabad380 015. | M/s. Siemens Gamesa Renewable PowerPvt. Ltd. | 2 | 1 x 2000 | Gut No. 301 of village Undergaon, Tal. - Lohara, Dist. - Osmanabad | 13.12.2019 | 2 | Osmanabad | Lohara
49 | M/s. Torrent Solargen Ltd., “Samanvay”, 600, Tapovan,Ambawadi, Ahmedabad380 015. | M/s. Siemens Gamesa Renewable PowerPvt. Ltd. | 2 | 1 x 2000 | Gut no. 305 of village Undargaon, Tal. - Lohara, Dist. - Osmanabad | 13.12.2019 | 2 | Osmanabad | Lohara
50 | M/s. Torrent Solargen Ltd., “Samanvay”, 600, Tapovan,Ambawadi, Ahmedabad380 015. | M/s. Siemens Gamesa Renewable PowerPvt. Ltd. | 2 | 1 x 2000 | Gut no. 6 & 7 of village Undargaon, Tal. - Lohara, Dist. - Osmanabad | 13.12.2019 | 2 | Osmanabad | Lohara
51 | M/s. Torrent Solargen Ltd., “Samanvay”, 600, Tapovan,Ambawadi, Ahmedabad380 015. | M/s. Siemens Gamesa Renewable PowerPvt. Ltd. | 2 | 1 x 2000 | Gut no. 466 & 479 of village Hippargarava, Tal. - Lohara, Dist. Osmanabad | 13.12.2019 | 2 | Osmanabad | Lohara
52 | M/s. Torrent Solargen Ltd., “Samanvay”, 600, Tapovan,Ambawadi, Ahmedabad380 015. | M/s. Siemens Gamesa Renewable PowerPvt. Ltd. | 2 | 1 x 2000 | Gut no. 147 of village Karla, Tal. - Tuljapur, Dist. - Osmanabad | 13.12.2019 | 2 | Osmanabad | Lohara
53 | M/s. Torrent Solargen Ltd., “Samanvay”, 600, Tapovan,Ambawadi, Ahmedabad380 015. | M/s. Siemens Gamesa Renewable PowerPvt. Ltd. | 2 | 1 x 2000 | Gut no. 240, 241 of village Torambha, Tal. - Lohara, Dist. - Osmanabad | 13.12.2019 | 2 | Osmanabad | Lohara
54 | M/s. Torrent Solargen Ltd., “Samanvay”, 600, Tapovan,Ambawadi, Ahmedabad380 015. | M/s. Siemens Gamesa Renewable PowerPvt. Ltd. | 2 | 1 x 2000 | Gut no. 138 of village Hippargarava, Tal. - Lohara, Dist. - Osmanabad | 13.12.2019 | 2 | Osmanabad | Lohara
55 | M/s. Torrent Solargen Ltd., “Samanvay”, 600, Tapovan,Ambawadi, Ahmedabad380 015. | M/s. Siemens Gamesa Renewable PowerPvt. Ltd. | 2 | 1 x 2000 | Gut no. 161 of village Torambha, Tal. - Lohara, Dist. - Osmanabad | 13.12.2019 | 2 | Osmanabad | Lohara
56 | M/s. Torrent Solargen Ltd., “Samanvay”, 600, Tapovan,Ambawadi, Ahmedabad380 015. | M/s. Siemens Gamesa Renewable PowerPvt. Ltd. | 2 | 1 x 2000 | Gut No. 136 of village Mardi, Tal. - Lohara, Dist. - Osmanabad | 13.12.2019 | 2 | Osmanabad | Lohara
57 | M/s. Torrent Solargen Ltd., “Samanvay”, 600, Tapovan,Ambawadi, Ahmedabad380 015. | M/s. Siemens Gamesa Renewable PowerPvt. Ltd. | 2 | 1 x 2000 | Gut no. 260, 261 of village Nagral, Tal. - Lohara, Dist. - Osmanabad | 13.12.2019 | 2 | Osmanabad | Lohara
58 | M/s. Torrent Solargen Ltd., “Samanvay”, 600, Tapovan,Ambawadi, Ahmedabad380 015. | M/s. Siemens Gamesa Renewable PowerPvt. Ltd. | 2 | 1 x 2000 | Gut no. 61 & 62 of village Shivarkar Wadi, Tal. - Tuljapur, Dist. - Osmanabad | 13.12.2019 | 2 | Osmanabad | Lohara
59 | M/s. Torrent Solargen Ltd., “Samanvay”, 600, Tapovan,Ambawadi, Ahmedabad380 015. | M/s. Siemens Gamesa Renewable PowerPvt. Ltd. | 2 | 1 x 2000 | Gut no. 804 of village Jevli, Tal. - Lohara, Dist. - Osmanabad | 13.12.2019 | 2 | Osmanabad | Lohara
60 | M/s. Torrent Solargen Ltd., “Samanvay”, 600, Tapovan,Ambawadi, Ahmedabad380 015. | M/s. Siemens Gamesa Renewable PowerPvt. Ltd. | 2 | 1 x 2000 | Gut no. 125 of village Undargaon, Tal. - Lohara, Dist. - Osmanabad | 13.12.2019 | 2 | Osmanabad | Lohara
61 | M/s. Torrent Solargen Ltd., “Samanvay”, 600, Tapovan,Ambawadi, Ahmedabad380 015. | M/s. Siemens Gamesa Renewable PowerPvt. Ltd. | 2 | 1 x 2000 | Gut no. 195, 196 of village Undargaon, Tal. - Lohara, Dist. - Osmanabad | 13.12.2019 | 2 | Osmanabad | Lohara
62 | M/s. Torrent Solargen Ltd., “Samanvay”, 600, Tapovan,Ambawadi, Ahmedabad380 015. | M/s. Siemens Gamesa Renewable PowerPvt. Ltd. | 2 | 1 x 2000 | Gut no. 221, 280 of village Hippargarava, Tal. - Lohara, Dist. - Osmanabad | 13.12.2019 | 2 | Osmanabad | Lohara
63 | M/s. Torrent Solargen Ltd., “Samanvay”, 600, Tapovan,Ambawadi, Ahmedabad380 015. | M/s. Siemens Gamesa Renewable PowerPvt. Ltd. | 2 | 1 x 2000 | Gut no. 52 of village Mardi, Tal. - Lohara, Dist. - Osmanabad | 13.12.2019 | 2 | Osmanabad | Lohara
64 | M/s. Torrent Solargen Ltd., “Samanvay”, 600, Tapovan,Ambawadi, Ahmedabad380 015. | M/s. Siemens Gamesa Renewable PowerPvt. Ltd. | 2 | 1 x 2000 | Gut no. 264 of village Horti, Tal. - Tuljapur, Dist. - Osmanabad | 13.12.2019 | 2 | Osmanabad | Lohara
65 | M/s. Torrent Solargen Ltd., “Samanvay”, 600, Tapovan,Ambawadi, Ahmedabad380 015. | M/s. Siemens Gamesa Renewable PowerPvt. Ltd. | 2 | 1 x 2000 | Gut no. 264 of village Horti, Tal. - Tuljapur, Dist. - Osmanabad | 13.12.2019 | 2 | Osmanabad | Lohara
66 | M/s. Torrent Solargen Ltd., “Samanvay”, 600, Tapovan,Ambawadi, Ahmedabad380 015. | M/s. Siemens Gamesa Renewable PowerPvt. Ltd. | 2 | 1 x 2000 | Gut no. 524, 525 of village Hippargarava, Tal. - Lohara, Dist. - Osmanabad | 13.12.2019 | 2 | Osmanabad | Lohara
67 | M/s. Torrent Solargen Ltd., “Samanvay”, 600, Tapovan,Ambawadi, Ahmedabad380 015. | M/s. Siemens Gamesa Renewable PowerPvt. Ltd. | 2 | 1 x 2000 | Gut no. 313, 336 of village Mardi, Tal. - Lohara, Dist. - Osmanabad | 13.12.2019 | 2 | Osmanabad | Lohara
68 | M/s. Torrent Solargen Ltd., “Samanvay”, 600, Tapovan,Ambawadi, Ahmedabad380 015. | M/s. Siemens Gamesa Renewable PowerPvt. Ltd. | 2 | 1 x 2000 | Gut no. 36 of village Shivkarwadi, Tal. - Tuljapur, Dist. - Osmanabad | 13.12.2019 | 2 | Osmanabad | Lohara
69 | M/s. Torrent Solargen Ltd., “Samanvay”, 600, Tapovan,Ambawadi, Ahmedabad380 015. | M/s. Siemens Gamesa Renewable PowerPvt. Ltd. | 2 | 1 x 2000 | Gut no. 369, 370 of village Mardi, Tal. - Lohara, Dist. - Osmanabad | 13.12.2019 | 2 | Osmanabad | Lohara
70 | M/s. Torrent Solargen Ltd., “Samanvay”, 600, Tapovan,Ambawadi, Ahmedabad380 015. | M/s. Siemens Gamesa Renewable PowerPvt. Ltd. | 2 | 1 x 2000 | Gut no. 189 of village Mardi, Tal. - Lohara, Dist. - Osmanabad | 13.12.2019 | 2 | Osmanabad | Lohara
71 | M/s. Torrent Solargen Ltd., “Samanvay”, 600, Tapovan,Ambawadi, Ahmedabad380 015. | M/s. Siemens Gamesa Renewable PowerPvt. Ltd. | 2 | 1 x 2000 | Gut no. 171 of village Karla, Tal. - Tuljapur, Dist. - Osmanabad | 13.12.2019 | 2 | Osmanabad | Lohara
72 | M/s. Torrent Solargen Ltd., “Samanvay”, 600, Tapovan,Ambawadi, Ahmedabad380 015. | M/s. Siemens Gamesa Renewable PowerPvt. Ltd. | 2 | 1 x 2000 | Gut no.307, 309 village- Takwiki Khurd Tal.& Dist.- Osmanabad | 13.12.2019 | 2 | Osmanabad | Lohara
73 | M/s. Torrent Solargen Ltd., “Samanvay”, 600, Tapovan,Ambawadi, Ahmedabad380 015. | M/s. Siemens Gamesa Renewable PowerPvt. Ltd. | 2 | 1 x 2000 | Gut No. 28, Village - Undargaon, Tal.- Lohara, Dist.- Osmanabad | 13.12.2019 | 2 | Osmanabad | Lohara
74 | M/s. Torrent Solargen Ltd., “Samanvay”, 600, Tapovan,Ambawadi, Ahmedabad380 015. | M/s. Siemens Gamesa Renewable PowerPvt. Ltd. | 2 | 1 x 2000 | Gut no. 160 of village Karla,, Tal. - Tuljapur, Dist. - Osmanabad | 13.12.2019 | 2 | Osmanabad | Lohara
75 | M/s. Torrent Solargen Ltd., “Samanvay”, 600, Tapovan,Ambawadi, Ahmedabad380 015. | M/s. Siemens Gamesa Renewable PowerPvt. Ltd. | 2 | 1 x 2000 | Gut No.336/1/1, Village - Horti, Tal.- Tuljapur, Dist.- Osmanabad | 13.12.2019 | 2 | Osmanabad | Lohara
76 | M/s. Torrent Solargen Ltd., “Samanvay”, 600, Tapovan,Ambawadi, Ahmedabad380 015. | M/s. Siemens Gamesa Renewable PowerPvt. Ltd. | 2 | 1 x 2000 | Gut No.274, Village - Horti, Tal.- Tuljapur, Dist.- Osmanabad | 13.12.2019 | 2 | Osmanabad | Lohara
77 | M/s. Torrent Solargen Ltd., “Samanvay”, 600, Tapovan,Ambawadi, Ahmedabad380 015. | M/s. Siemens Gamesa Renewable PowerPvt. Ltd. | 2 | 1 x 2000 | Gut no. 237,238 & 239 of village Karla,, Tal. - Tuljapur, Dist. - Osmanabad | 13.12.2019 | 2 | Osmanabad | Lohara
78 | M/s. Torrent Solargen Ltd., “Samanvay”, 600, Tapovan,Ambawadi, Ahmedabad380 015. | M/s. Siemens Gamesa Renewable PowerPvt. Ltd. | 2 | 1 x 2000 | Gut no. 74 of village Karla,, Tal. - Tuljapur, Dist. - Osmanabad | 13.12.2019 | 2 | Osmanabad | Lohara
79 | M/s. Torrent Solargen Ltd., “Samanvay”, 600, Tapovan,Ambawadi, Ahmedabad380 015. | M/s. Siemens Gamesa Renewable PowerPvt. Ltd. | 2 | 1 x 2000 | Gut No. 127, Village - Toramba, Tal. & Dist.- Osmanabad | 13.12.2019 | 2 | Osmanabad | Lohara
80 | M/s. Torrent Solargen Ltd., “Samanvay”, 600, Tapovan,Ambawadi, Ahmedabad380 015. | M/s. Siemens Gamesa Renewable PowerPvt. Ltd. | 2 | 1 x 2000 | Gut no. 175,177 of village Horti,, Tal. - Tuljapur, Dist. - Osmanabad | 13.12.2019 | 2 | Osmanabad | Lohara
81 | M/s. Torrent Solargen Ltd., “Samanvay”, 600, Tapovan,Ambawadi, Ahmedabad380 015. | M/s. Siemens Gamesa Renewable PowerPvt. Ltd. | 2 | 1 x 2000 | Gut no. 301,302 of village Jalkot,, Tal. - Tuljapur, Dist. - Osmanabad | 13.12.2019 | 2 | Osmanabad | Lohara
82 | M/s. Torrent Solargen Ltd., “Samanvay”, 600, Tapovan,Ambawadi, Ahmedabad380 015. | M/s. Siemens Gamesa Renewable PowerPvt. Ltd. | 2 | 1 x 2000 | Gut no. 227 of village Horti,, Tal. - Tuljapur, Dist. - Osmanabad | 13.12.2019 | 2 | Osmanabad | Lohara
83 | M/s. Torrent Solargen Ltd., “Samanvay”, 600, Tapovan,Ambawadi, Ahmedabad380 015. | M/s. Siemens Gamesa Renewable PowerPvt. Ltd. | 2 | 1 x 2000 | Gut no.285 of village Mogha Khurd, Tal. - Lohara, Dist. - Osmanabad | 13.12.2019 | 2 | Osmanabad | Lohara
84 | M/s. Torrent Solargen Ltd., “Samanvay”, 600, Tapovan,Ambawadi, Ahmedabad380 015. | M/s. Siemens Gamesa Renewable PowerPvt. Ltd. | 2 | 1 x 2000 | Gut no.276, village Toramba, Tal. & Dist.-Osmanabad | 13.12.2019 | 2 | Osmanabad | Lohara
85 | M/s. Torrent Solargen Ltd., “Samanvay”, 600, Tapovan,Ambawadi, Ahmedabad380 015. | M/s. Siemens Gamesa Renewable PowerPvt. Ltd. | 2 | 1 x 2000 | Gut no.221, village Hipparaga Rava, Tal.- Lohara, Dist.- Osmanabad | 13.12.2019 | 2 | Osmanabad | Lohara
86 | M/s. Torrent Solargen Ltd., “Samanvay”, 600, Tapovan,Ambawadi, Ahmedabad380 015. | M/s. Siemens Gamesa Renewable PowerPvt. Ltd. | 2 | 1 x 2000 | Gut no.62 & 63 village Mardi, Tal.- Lohara, Dist.- Osmanabad | 13.12.2019 | 2 | Osmanabad | Lohara
87 | M/s. Torrent Solargen Ltd., “Samanvay”, 600, Tapovan,Ambawadi, Ahmedabad380 015. | M/s. Siemens Gamesa Renewable PowerPvt. Ltd. | 2 | 1 x 2000 | Gut no. 438, village- Karla, Tal.- Tuljapur, Dist.- Osmanabad | 13.12.2019 | 2 | Osmanabad | Lohara
88 | M/s. Torrent Solargen Ltd., “Samanvay”, 600, Tapovan,Ambawadi, Ahmedabad380 015. | M/s. Siemens Gamesa Renewable PowerPvt. Ltd. | 2 | 1 x 2000 | Gut no. 68 & 69, village- Shivkarwadi, Tal.- Tuljapur, Dist.- Osmanabad | 13.12.2019 | 2 | Osmanabad | Lohara
89 | M/s. Torrent Solargen Ltd., “Samanvay”, 600, Tapovan,Ambawadi, Ahmedabad380 015. | M/s. Siemens Gamesa Renewable PowerPvt. Ltd. | 2 | 1 x 2000 | Gut no. 179, village- Undargaon Tal.- Lohara, Dist.- Osmanabad | 13.12.2019 | 2 | Osmanabad | Lohara
90 | M/s. Torrent Solargen Ltd., “Samanvay”, 600, Tapovan,Ambawadi, Ahmedabad380 015. | M/s. Siemens Gamesa Renewable PowerPvt. Ltd. | 2 | 1 x 2000 | Gut no. 355 & 356, village- Mogha Khurd Tal.- Lohara, Dist.- Osmanabad | 13.12.2019 | 2 | Osmanabad | Lohara
91 | M/s. Torrent Solargen Ltd., “Samanvay”, 600, Tapovan,Ambawadi, Ahmedabad380 015. | M/s. Suyog Urja Pvt. Ltd. | 2 | 1 x 2000 | Gut no.128/1 Village- Lohara Khurd, Tal.- Lohara, Dist.- Osmanabad | 13.12.2019 | 2 | Osmanabad | Lohara
92 | M/s. Torrent Solargen Ltd., “Samanvay”, 600, Tapovan,Ambawadi, Ahmedabad380 015. | M/s. Suyog Urja Pvt. Ltd. | 2 | 1 x 2000 | Gut no. 688,283 of village Dhanuri, Tal. - Lohara, Dist. - Osmanabad | 13.12.2019 | 2 | Osmanabad | Lohara
93 | M/s. Torrent Solargen Ltd., “Samanvay”, 600, Tapovan,Ambawadi, Ahmedabad380 015. | M/s. Suyog Urja Pvt. Ltd. | 2 | 1 x 2000 | Gut no. 307of village Mogha Khurd, Tal. - Lohara, Dist. - Osmanabad | 13.12.2019 | 2 | Osmanabad | Lohara
94 | M/s. Torrent Solargen Ltd., “Samanvay”, 600, Tapovan,Ambawadi, Ahmedabad380 015. | M/s. Suyog Urja Pvt. Ltd. | 2 | 1 x 2000 | Gut no. 85 of village Mogha Khurd,, Tal. - Lohara, Dist. - Osmanabad | 13.12.2019 | 2 | Osmanabad | Lohara
95 | M/s. Torrent Solargen Ltd., “Samanvay”, 600, Tapovan,Ambawadi, Ahmedabad380 015. | M/s. Suyog Urja Pvt. Ltd. | 2 | 1 x 2000 | Gut no. 571,572 of village Dhanuri,, Tal. - Lohara, Dist. - Osmanabad | 13.12.2019 | 2 | Osmanabad | Lohara
96 | M/s. Torrent Solargen Ltd., “Samanvay”, 600, Tapovan,Ambawadi, Ahmedabad380 015. | M/s. Suyog Urja Pvt. Ltd. | 2 | 1 x 2000 | Gut no. 161 of village Dhanuri,, Tal. - Tuljapur, Dist. - Osmanabad | 13.12.2019 | 2 | Osmanabad | Lohara
97 | M/s. Torrent Solargen Ltd., “Samanvay”, 600, Tapovan,Ambawadi, Ahmedabad380 015. | M/s. Suyog Urja Pvt. Ltd. | 2 | 1 x 2000 | Gut no. 22/1/3 & 22/2/3 of village Malegaon,, Tal. - Lohara, Dist. - Osmanabad | 13.12.2019 | 2 | Osmanabad | Lohara
98 | M/s. Torrent Solargen Ltd., “Samanvay”, 600, Tapovan,Ambawadi, Ahmedabad380 015. | M/s. Suyog Urja Pvt. Ltd. | 2 | 1 x 2000 | Gut no. 132/4, 132/7 of village Wadgaonwadi,, Tal. - Lohara, Dist. - Osmanabad | 13.12.2019 | 2 | Osmanabad | Lohara
99 | M/s. Torrent Solargen Ltd., “Samanvay”, 600, Tapovan,Ambawadi, Ahmedabad380 015. | M/s. Suyog Urja Pvt. Ltd. | 2 | 1 x 2000 | Gut no. 687 of village Dhanuri,, Tal. - Lohara, Dist. - Osmanabad | 13.12.2019 | 2 | Osmanabad | Lohara
100 | M/s. Torrent Solargen Ltd., “Samanvay”, 600, Tapovan,Ambawadi, Ahmedabad380 015. | M/s. Suyog Urja Pvt. Ltd. | 2 | 1 x 2000 | Gut no. 118/1 & 119/1/3 of village Lohara Khurd,, Tal. - Lohara, Dist. - Osmanabad | 13.12.2019 | 2 | Osmanabad | Lohara
101 | M/s. Torrent Solargen Ltd., “Samanvay”, 600, Tapovan,Ambawadi, Ahmedabad380 015. | M/s. Suyog Urja Pvt. Ltd. | 2 | 1 x 2000 | Gut no. 252,249 & 253 of village Mogha Khurd,, Tal. - Lohara, Dist. - Osmanabad | 13.12.2019 | 2 | Osmanabad | Lohara
102 | M/s. Torrent Solargen Ltd., “Samanvay”, 600, Tapovan,Ambawadi, Ahmedabad380 015. | M/s. Suyog Urja Pvt. Ltd. | 2 | 1 x 2000 | Gut no. 24/1, 10/1 of village Malegaon, Tal. - Lohara, Dist. - Osmanabad | 13.12.2019 | 2 | Osmanabad | Lohara
103 | M/s. Torrent Solargen Ltd., “Samanvay”, 600, Tapovan,Ambawadi, Ahmedabad380 015. | M/s. Suyog Urja Pvt. Ltd. | 2 | 1 x 2000 | Gut no.57, village Wadgaonwadi, Tal.- Lohara, Dist.- Osmanabad | 13.12.2019 | 2 | Osmanabad | Lohara
[6 empty] | TOTAL(MW) | 206.2

## 2021-22
List of wind power projects commissioned in F.Y.2021-22
Sr. No. | Investor Name & Address | Name of Developer | Capacity MW |  | Gut No. & Village | Commissined Date & Capacity |  | District | Site Name
|  |  | MW | No. of M/c |  | Date | MW
1 | M/s. Shree Cement Ltd. Post Box No.33, Bangur Nagar, Beawar, Dist.- Ajmer (Rajasthan) – 305901. | M/s. Suzlon Energy Ltd. | 8.4 | 4 x 2100 | Gut No. 227,307, 333 of Village Belunki & Gut No.129 of village Washan, Tal - Jath, Dist - Sangli | 2021-04-01 | 8.4 | Sangli | Jath
2 | M/s. Shree Cement Ltd. Post Box No.33, Bangur Nagar, Beawar, Dist.- Ajmer (Rajasthan) – 305901. | M/s. Suzlon Energy Ltd. | 2.1 | 1 x 2100 | Gut No. 187 of Village Malegaon Thokal, Tal - Kannad, Dist - Aurangabad. | 2021-04-01 | 2.1 | Sangli | Jath
3 | M/s. Clean Wind Power (Satara) Pvt. Ltd. | M/s Sri Maruti Wind Park Developers | 2 | 1 x 2000 | Gut No. 371 of Village - Mohi, Tal - Khanapur, Dist – Sangli | 2021-06-25 | 2 | Sangli | Jadhavwadi
|  | TOTAL | 12.5

## 2023-24
List of wind power projects commissioned in F.Y.2023-24
Sr. No. | Investor Name & Address | Name of Developer | Capacity MW |  | Gut No. & Village | Location No. | Commissined Date & Capacity |  | District | Site Name | Type of Sell
|  |  | MW | No. of M/c |  |  | Date | MW
1 | M/s. TP Saurya Limited, C/O The Tata Power Company Ltd.34, Sant Tkaram Road, Carnac Bunder,Mumbai- 400009. | M/s. Suyog Pvt. Ltd. | 2.7 | 1 x 2700 | Gut No. 57,65 of Village Supatgaon, Tal.- Omerga, Dist.- Osmanabad | TPK-35 | 07.04.2023 | 2.7 | Dharashiv | Koral | Bidding-SALE TO DISTRIBUTION LICENCEE
2 | M/s. TP Saurya Limited, C/O The Tata Power Company Ltd.34, Sant Tkaram Road, Carnac Bunder,Mumbai- 400009. | M/s. Suyog Pvt. Ltd. | 2.7 | 1 x 2700 | Gut No. 186 of Village - Koral, Tal.- Omerga, Dist.- Osmanabad | TPK-46 | 07.04.2023 | 2.7 | Dharashiv | Koral | Bidding-SALE TO DISTRIBUTION LICENCEE
3 | M/s. TP Saurya Limited, C/O The Tata Power Company Ltd.34, Sant Tkaram Road, Carnac Bunder,Mumbai- 400009. | M/s. Suyog Pvt. Ltd. | 2.7 | 1 x 2700 | Gut No. 75 of Village - Koral, Tal.- Omerga, Dist.- Osmanabad | TPK-48 | 07.04.2023 | 2.7 | Dharashiv | Koral | Bidding-SALE TO DISTRIBUTION LICENCEE
4 | M/s. TP Saurya Limited, C/O The Tata Power Company Ltd.34, Sant Tkaram Road, Carnac Bunder,Mumbai- 400009. | M/s. Suyog Pvt. Ltd. | 2.7 | 1 x 2700 | Gut No. 489 of Village Koral, Tal.- Omerga, Dist.- Osmanabad | SGK-122 | 07.04.2023 | 2.7 | Dharashiv | Koral | Bidding-SALE TO DISTRIBUTION LICENCEE
5 | M/s. TP Saurya Limited, C/O The Tata Power Company Ltd.34, Sant Tkaram Road, Carnac Bunder,Mumbai- 400009. | M/s. Suyog Pvt. Ltd. | 2.7 | 1 x 2700 | Gut No. 57,65 of Village Supatgaon, Tal.- Omerga, Dist.- Osmanabad | TPK-43 | 07.04.2023 | 2.7 | Dharashiv | Koral | Bidding-SALE TO DISTRIBUTION LICENCEE
6 | M/s. TP Saurya Limited, C/O The Tata Power Company Ltd.34, Sant Tkaram Road, Carnac Bunder,Mumbai- 400009. | M/s. Suyog Pvt. Ltd. | 2.7 | 1 x 2700 | Gut No. 168 & 169 of Village - Koral, Tal.- Omerga, Dist.- Osmanabad | TPK -35 | 05.06.2023 | 2.7 | Dharashiv | Koral | Bidding-SALE TO DISTRIBUTION LICENCEE
7 | M/s. TP Saurya Limited, C/O The Tata Power Company Ltd.34, Sant Tkaram Road, Carnac Bunder,Mumbai- 400009. | M/s. Suyog Pvt. Ltd. | 2.7 | 1 x 2700 | Gut No. 186 of Village - Koral, Tal.- Omerga, Dist.- Osmanabad | TPK-46 | 05.06.2023 | 2.7 | Dharashiv | Koral | Bidding-SALE TO DISTRIBUTION LICENCEE
8 | M/s. TP Saurya Limited, C/O The Tata Power Company Ltd.34, Sant Tkaram Road, Carnac Bunder,Mumbai- 400009. | M/s. Suyog Pvt. Ltd. | 2.7 | 1 x 2700 | Gut No. 75 of Village - Koral, Tal.- Omerga, Dist.- Osmanabad | TPK -48 | 05.06.2023 | 2.7 | Dharashiv | Koral | Bidding-SALE TO DISTRIBUTION LICENCEE
9 | M/s. TP Saurya Limited, C/O The Tata Power Company Ltd.34, Sant Tkaram Road, Carnac Bunder,Mumbai- 400009. | M/s. Suyog Pvt. Ltd. | 2.7 | 1 x 2700 | Gut No. 489 of Village Koral, Tal.- Omerga, Dist.- Osmanabad | TPK-37/ SGK - 122 | 05.06.2023 | 2.7 | Dharashiv | Koral | Bidding-SALE TO DISTRIBUTION LICENCEE
10 | M/s. TP Saurya Limited, C/O The Tata Power Company Ltd.34, Sant Tkaram Road, Carnac Bunder,Mumbai- 400009. | M/s. Suyog Pvt. Ltd. | 2.7 | 1 x 2700 | Gut No. 57,65 of Village Supatgaon, Tal.- Omerga, Dist.- Osmanabad | TPK-43 | 05.06.2023 | 2.7 | Dharashiv | Koral | Bidding-SALE TO DISTRIBUTION LICENCEE
11 | M/s. VEH Srishti Energy Pvt. Ltd. Plot No. 38, Phase 2, First Floor, N Heights, Siddiq Nagar, HITECH City, Hyderabad-500081, Telangana. | M/s. Suyog Pvt. Ltd. | 3.6 | 1 x 3600 | Gut No. 188 of Village Wagdari, Tal.- Omerga, Dist.- Osmanabad | T-07 | 08.06.2023 | 3.6 | Latur | Kasar Sirsi | GROUP CAPTIVE
12 | M/s. VEH Srishti Energy Pvt. Ltd. Plot No. 38, Phase 2, First Floor, N Heights, Siddiq Nagar, HITECH City, Hyderabad-500081, Telangana. | M/s. Suyog Pvt. Ltd. | 3.6 | 1 x 3600 | Gut No. 252, 253, 254, 268/A & 268/C of Village Ramling Mudgad, Tal.- Nilanga, Dist.- Latur | T-10 | 08.06.2023 | 3.6 | Latur | Kasar Sirsi | GROUP CAPTIVE
13 | M/s. VEH Srishti Energy Pvt. Ltd. Plot No. 38, Phase 2, First Floor, N Heights, Siddiq Nagar, HITECH City, Hyderabad-500081, Telangana. | M/s. Suyog Pvt. Ltd. | 3.6 | 1 x 3600 | Gut No. 203/A, 203/C & 191 of Village Ramling Mudgad, Tal.- Nilanga, Dist.- Latur | T-20 | 08.06.2023 | 3.6 | Latur | Kasar Sirsi | GROUP CAPTIVE
14 | M/s. VEH Srishti Energy Pvt. Ltd. Plot No. 38, Phase 2, First Floor, N Heights, Siddiq Nagar, HITECH City, Hyderabad-500081, Telangana. | M/s. Suyog Pvt. Ltd. | 3.6 | 1 x 3600 | Gut No. 107/Cof Village Kasar Sirsi, Tal.- Nilanga, Dist.- Latur | T-21 | 08.06.2023 | 3.6 | Latur | Kasar Sirsi | GROUP CAPTIVE
15 | M/s. VEH Srishti Energy Pvt. Ltd. Plot No. 38, Phase 2, First Floor, N Heights, Siddiq Nagar, HITECH City, Hyderabad-500081, Telangana. | M/s. Suyog Pvt. Ltd. | 3.6 | 1 x 3600 | Gut No. 31/3 & 31/2 of Village Trikoli, Tal.- Omerga, Dist.- Osmanabad | T-22 | 08.06.2023 | 3.6 | Dharashiv | Kasar Sirsi | GROUP CAPTIVE
16 | M/s. VEH Srishti Energy Pvt. Ltd. Plot No. 38, Phase 2, First Floor, N Heights, Siddiq Nagar, HITECH City, Hyderabad-500081, Telangana. | M/s. Suyog Pvt. Ltd. | 3.6 | 1 x 3600 | Gut No. 144/A, 144/B/3, 144/B/2, 140/A & 140/B/3 of Village Ramling Mudgad, Tal.- Nilanga, Dist.- Latur | T-23 | 08.06.2023 | 3.6 | Latur | Kasar Sirsi | GROUP CAPTIVE
17 | M/s. VEH Srishti Energy Pvt. Ltd. Plot No. 38, Phase 2, First Floor, N Heights, Siddiq Nagar, HITECH City, Hyderabad-500081, Telangana. | M/s. Suyog Pvt. Ltd. | 3.6 | 1 x 3600 | Gut No. 55/3 of Village Kadmapur, Tal.- Omerga, Dist.- Osmanabad | T-25 | 08.06.2023 | 3.6 | Dharashiv | Kasar Sirsi | GROUP CAPTIVE
18 | M/s. VEH Srishti Energy Pvt. Ltd. Plot No. 38, Phase 2, First Floor, N Heights, Siddiq Nagar, HITECH City, Hyderabad-500081, Telangana. | M/s. Suyog Pvt. Ltd. | 3.6 | 1 x 3600 | Gut No. 26/2, 27/2, 24/2 & 24/3 of Village Trikoli, Tal.- Omerga, Dist.- Osmanabad | T-27 | 08.06.2023 | 3.6 | Dharashiv | Kasar Sirsi | GROUP CAPTIVE
19 | M/s. VEH Srishti Energy Pvt. Ltd. Plot No. 38, Phase 2, First Floor, N Heights, Siddiq Nagar, HITECH City, Hyderabad-500081, Telangana. | M/s. Suyog Pvt. Ltd. | 3.6 | 1 x 3600 | Gut No. 60/3, 60/2/2, 50/2, 50/3 & 60/2/1 of Village Trikoli, Tal.- Omerga, Dist.- Osmanabad | T-28 | 08.06.2023 | 3.6 | Dharashiv | Kasar Sirsi | GROUP CAPTIVE
20 | M/s. VEH Srishti Energy Pvt. Ltd. Plot No. 38, Phase 2, First Floor, N Heights, Siddiq Nagar, HITECH City, Hyderabad-500081, Telangana. | M/s. Suyog Pvt. Ltd. | 3.6 | 1 x 3600 | Gut No. 44 & 50/1/3 of Village Kadmapur, Tal.- Omerga, Dist.- Osmanabad | T-31 | 08.06.2023 | 3.6 | Dharashiv | Kasar Sirsi | GROUP CAPTIVE
21 | M/s. VEH Srishti Energy Pvt. Ltd. Plot No. 38, Phase 2, First Floor, N Heights, Siddiq Nagar, HITECH City, Hyderabad-500081, Telangana. | M/s. Suyog Pvt. Ltd. | 3.6 | 1 x 3600 | Gut No.144/1, 144/2, 144/4, 47, 148/2, 148/3, 150/1, 149/1, 145/1 & 145/2 of Village Kadmapur & Kunhali, Tal.- Omerga, Dist.- Osmanabad | T-34 | 08.06.2023 | 3.6 | Dharashiv | Kasar Sirsi | GROUP CAPTIVE
22 | M/s. VEH Srishti Energy Pvt. Ltd. Plot No. 38, Phase 2, First Floor, N Heights, Siddiq Nagar, HITECH City, Hyderabad-500081, Telangana. | M/s. Suyog Pvt. Ltd. | 3.6 | 1 x 3600 | Gut No. 254 of Village – Ramling Mudgad, Tal.- Nilanga, Dist.- Latur | T-09 | 08.06.2023 | 3.6 | Latur | Kasar Sirsi | GROUP CAPTIVE
23 | M/s. VEH Srishti Energy Pvt. Ltd. Plot No. 38, Phase 2, First Floor, N Heights, Siddiq Nagar, HITECH City, Hyderabad-500081, Telangana. | M/s. Suyog Pvt. Ltd. | 3.6 | 1 x 3600 | Gut No. 229/A of Village – Ramling Mudgad, Tal.- Nilanga, Dist.- Latur | T-11 | 08.06.2023 | 3.6 | Latur | Kasar Sirsi | GROUP CAPTIVE
24 | M/s. VEH Srishti Energy Pvt. Ltd. Plot No. 38, Phase 2, First Floor, N Heights, Siddiq Nagar, HITECH City, Hyderabad-500081, Telangana. | M/s. Suyog Pvt. Ltd. | 3.6 | 1 x 3600 | Gut No. 140 of Village – Kasar Shirsi, Tal.- Nilanga, Dist.- Latur | T-15 | 08.06.2023 | 3.6 | Latur | Kasar Sirsi | GROUP CAPTIVE
25 | M/s. VEH Srishti Energy Pvt. Ltd. Plot No. 38, Phase 2, First Floor, N Heights, Siddiq Nagar, HITECH City, Hyderabad-500081, Telangana. | M/s. Suyog Pvt. Ltd. | 3.6 | 1 x 3600 | Gut No. 91/D of Village – Kasar Shirsi, Tal.- Nilanga, Dist.- Latur | T-17 | 08.06.2023 | 3.6 | Latur | Kasar Sirsi | GROUP CAPTIVE
26 | M/s. TP Saurya Limited, C/O The Tata Power Company Ltd.34, Sant Tkaram Road, Carnac Bunder,Mumbai- 400009. | M/s. Suyog Pvt. Ltd. | 2.7 | 1 x 2700 | Gut No. 343 of Village - Kaldev Limbala, Tal.- Omerga, Dist.- Osmanabad | TPK-27 | 28.06.2023 | 2.7 | Dharashiv | Koral | Bidding-SALE TO DISTRIBUTION LICENCEE
27 | M/s. TP Saurya Limited, C/O The Tata Power Company Ltd.34, Sant Tkaram Road, Carnac Bunder,Mumbai- 400009. | M/s. Suyog Pvt. Ltd. | 2.7 | 1 x 2700 | Gut No. 279 of Village Kalalimbala, Tal.- Omerga, Dist.- Osmanabad | TPK-28 | 28.06.2023 | 2.7 | Dharashiv | Koral | Bidding-SALE TO DISTRIBUTION LICENCEE
28 | M/s. TP Saurya Limited, C/O The Tata Power Company Ltd.34, Sant Tkaram Road, Carnac Bunder,Mumbai- 400009. | M/s. Suyog Pvt. Ltd. | 2.7 | 1 x 2700 | Gut No. 418 of Village Dalimb, Tal.- Omerga, Dist.- Osmanabad | TPK-29 | 28.06.2023 | 2.7 | Dharashiv | Koral | Bidding-SALE TO DISTRIBUTION LICENCEE
29 | M/s. TP Saurya Limited, C/O The Tata Power Company Ltd.34, Sant Tkaram Road, Carnac Bunder,Mumbai- 400009. | M/s. Suyog Pvt. Ltd. | 2.7 | 1 x 2700 | Gut No.424,425,430 of Village Dalimb, Tal.- Omerga, Dist.- Osmanabad | TPK-30 (GKO-226) | 28.06.2023 | 2.7 | Dharashiv | Koral | Bidding-SALE TO DISTRIBUTION LICENCEE
30 | M/s. TP Saurya Limited, C/O The Tata Power Company Ltd.34, Sant Tkaram Road, Carnac Bunder,Mumbai- 400009. | M/s. Suyog Pvt. Ltd. | 2.7 | 1 x 2700 | Gut No. 444 of Village Dalimb, Tal.- Omerga, Dist.- Osmanabad | TPK-31 | 28.06.2023 | 2.7 | Dharashiv | Koral | Bidding-SALE TO DISTRIBUTION LICENCEE
31 | M/s. TP Saurya Limited, C/O The Tata Power Company Ltd.34, Sant Tkaram Road, Carnac Bunder,Mumbai- 400009. | M/s. Suyog Pvt. Ltd. | 2.7 | 1 x 2700 | Gut No. 522 of Village Dalimb, Tal.- Omerga, Dist.- Osmanabad | TPK-33 | 28.06.2023 | 2.7 | Dharashiv | Koral | Bidding-SALE TO DISTRIBUTION LICENCEE
32 | M/s. TP Saurya Limited, C/O The Tata Power Company Ltd.34, Sant Tkaram Road, Carnac Bunder,Mumbai- 400009. | M/s. Suyog Pvt. Ltd. | 2.7 | 1 x 2700 | Gut No. 125 of Village - Koral, Tal.- Omerga, Dist.- Osmanabad | TPK-47 | 28.06.2023 | 2.7 | Dharashiv | Koral | Bidding-SALE TO DISTRIBUTION LICENCEE
33 | M/s. TP Saurya Limited, C/O The Tata Power Company Ltd.34, Sant Tkaram Road, Carnac Bunder,Mumbai- 400009. | M/s. Suyog Pvt. Ltd. | 2.7 | 1 x 2700 | Gut No. 197 of Village Koral, Tal.- Omerga, Dist.- Osmanabad | TPK-45 | 28.06.2023 | 2.7 | Dharashiv | Koral | Bidding-SALE TO DISTRIBUTION LICENCEE
34 | M/s. TP Saurya Limited, C/O The Tata Power Company Ltd.34, Sant Tkaram Road, Carnac Bunder,Mumbai- 400009. | M/s. Suyog Pvt. Ltd. | 2.7 | 1 x 2700 | Gut No. 240 of Village - Salegaon, Tal.- Lohara, Dist.- Osmanabad | TPK-49 | 28.06.2023 | 2.7 | Dharashiv | Koral | Bidding-SALE TO DISTRIBUTION LICENCEE
35 | M/s. TP Saurya Limited, C/O The Tata Power Company Ltd.34, Sant Tkaram Road, Carnac Bunder,Mumbai- 400009. | M/s. Suyog Pvt. Ltd. | 2.7 | 1 x 2700 | Gut No. 392,393,397 of Village Kaldev Limbala, Tal.- Omerga, Dist.- Osmanabad | TPK-26 (GKO-240) | 28.06.2023 | 2.7 | Dharashiv | Koral | Bidding-SALE TO DISTRIBUTION LICENCEE
37 | M/s. TP Saurya Limited, C/O The Tata Power Company Ltd.34, Sant Tkaram Road, Carnac Bunder,Mumbai- 400009. | M/s. Suyog Pvt. Ltd. | 2.7 | 1 x 2700 | Gut No. 175 & 176 of Village - Salegaon, Tal.- Lohara, Dist.- Osmanabad | TPK-51 | 04.08.2023 | 2.7 | Dharashiv | Koral | SALE TO DISTRIBUTION LICENCEE (MSEDCL)
38 | M/s. TP Saurya Limited, C/O The Tata Power Company Ltd.34, Sant Tkaram Road, Carnac Bunder,Mumbai- 400009. | M/s. Suyog Pvt. Ltd. | 2.7 | 1 x 2700 | Gut No. 208 & 211 of Village - Salegaon, Tal.- Lohara, Dist.- Osmanabad | TPK-50 | 04.08.2023 | 2.7 | Dharashiv | Koral | SALE TO DISTRIBUTION LICENCEE (MSEDCL)
39 | M/s. TP Saurya Limited, C/O The Tata Power Company Ltd.34, Sant Tkaram Road, Carnac Bunder,Mumbai- 400009. | M/s. Suyog Pvt. Ltd. | 2.7 | 1 x 2700 | Gut No. 70, 71 of Village Kaldev Limbala, Tal.- Omerga, Dist.- Osmanabad | TPK-17 | 04.08.2023 | 2.7 | Dharashiv | Koral | SALE TO DISTRIBUTION LICENCEE (MSEDCL)
40 | M/s. TP Saurya Limited, C/O The Tata Power Company Ltd.34, Sant Tkaram Road, Carnac Bunder,Mumbai- 400009. | M/s. Suyog Pvt. Ltd. | 2.7 | 1 x 2700 | Gut No. 43 of Village Kondjigad, Tal.- Lohara, Dist.- Osmanabad | TPK-18 | 04.08.2023 | 2.7 | Dharashiv | Koral | SALE TO DISTRIBUTION LICENCEE (MSEDCL)
41 | M/s. TP Saurya Limited, C/O The Tata Power Company Ltd.34, Sant Tkaram Road, Carnac Bunder,Mumbai- 400009. | M/s. Suyog Pvt. Ltd. | 2.7 | 1 x 2700 | Gut No. 150, 151 of Village Salegaon, Tal.- Lohara, Dist.- Osmanabad | TPK-19 | 04.08.2023 | 2.7 | Dharashiv | Koral | SALE TO DISTRIBUTION LICENCEE (MSEDCL)
42 | M/s. TP Saurya Limited, C/O The Tata Power Company Ltd.34, Sant Tkaram Road, Carnac Bunder,Mumbai- 400009. | M/s. Suyog Pvt. Ltd. | 2.7 | 1 x 2700 | Gut No. 63/6 of Village Kondjigad, Gut No. 89,90,91 of Village Salegaon, Tal.- Lohara, Dist.- Osmanabad | TPK-20 | 14.09.2023 | 2.7 | Dharashiv | Koral | SALE TO DISTRIBUTION LICENCEE (MSEDCL)
43 | M/s. TP Saurya Limited, C/O The Tata Power Company Ltd.34, Sant Tkaram Road, Carnac Bunder,Mumbai- 400009. | M/s. Suyog Pvt. Ltd. | 2.7 | 1 x 2700 | Gut No.63/1,65/2,65/5 of Village Kondjigad Tal.- Lohara Dist.- Osmanabad | TPK-21/ GKO-265 | 14.09.2023 | 2.7 | Dharashiv | Koral | SALE TO DISTRIBUTION LICENCEE (MSEDCL)
44 | M/s. TP Saurya Limited, C/O The Tata Power Company Ltd.34, Sant Tkaram Road, Carnac Bunder,Mumbai- 400009. | M/s. Suyog Pvt. Ltd. | 2.7 | 1 x 2700 | Gut No. 40/2 of Village Murshidpur Gut No.67 of Village Kondjigad, Tal.- Lohara,Dist.- Osmanabad | TPK-22/ GKO-183 | 14.09.2023 | 2.7 | Dharashiv | Koral | SALE TO DISTRIBUTION LICENCEE (MSEDCL)
45 | M/s. TP Saurya Limited, C/O The Tata Power Company Ltd.34, Sant Tkaram Road, Carnac Bunder,Mumbai- 400009. | M/s. Suyog Pvt. Ltd. | 2.7 | 1 x 2700 | Gut No. 51/1 of Village - Murshadpur, Tal.- Omerga, Dist.- Osmanabad | TPK-23 | 14.09.2023 | 2.7 | Dharashiv | Koral | SALE TO DISTRIBUTION LICENCEE (MSEDCL)
46 | M/s. TP Saurya Limited, C/O The Tata Power Company Ltd.34, Sant Tkaram Road, Carnac Bunder,Mumbai- 400009. | M/s. Suyog Pvt. Ltd. | 2.7 | 1 x 2700 | Gut No. 226 of Village - Kaldev Nimbala, Tal.- Omerga, Dist.- Osmanabad | TPK-04 | 06.11.2023 | 2.7 | Dharashiv | Koral | SALE TO DISTRIBUTION LICENCEE (MSEDCL)
47 | M/s. TP Saurya Limited, C/O The Tata Power Company Ltd.34, Sant Tkaram Road, Carnac Bunder,Mumbai- 400009. | M/s. Suyog Pvt. Ltd. | 2.7 | 1 x 2700 | Gut No. 80 of Village - Kaldev Limbala, Tal.- Omerga, Dist.- Osmanabad | TPK-16 | 06.11.2023 | 2.7 | Dharashiv | Koral | SALE TO DISTRIBUTION LICENCEE (MSEDCL)
48 | M/s. TP Saurya Limited, C/O The Tata Power Company Ltd.34, Sant Tkaram Road, Carnac Bunder,Mumbai- 400009. | M/s. Suyog Pvt. Ltd. | 2.7 | 1 x 2700 | Gut No. 36/1 of Village - Kondajigad, Tal.- Lohara, Dist.- Osmanabad | TPK-52 | 06.11.2023 | 2.7 | Dharashiv | Koral | SALE TO DISTRIBUTION LICENCEE (MSEDCL)
49 | M/s. TP Saurya Limited, C/O The Tata Power Company Ltd.34, Sant Tkaram Road, Carnac Bunder,Mumbai- 400009. | M/s. Suyog Pvt. Ltd. | 2.7 | 1 x 2700 | Gut No. 157/2/2 of Village - Pethsangavi, Tal.- Omerga, Dist.- Osmanabad | TPK-07 | 08.12.2023 | 2.7 | Dharashiv | Koral | SALE TO DISTRIBUTION LICENCEE (MSEDCL)
49 | M/s. TP Saurya Limited, C/O The Tata Power Company Ltd.34, Sant Tkaram Road, Carnac Bunder,Mumbai- 400009. | M/s. Suyog Pvt. Ltd. | 2.7 | 1 x 2700 | Gut No. 164 & 165 of Village - Kaldev Nimbala, Tal.- Omerga, Dist.- Osmanabad | TPK-15 | 08.12.2023 | 2.7 | Dharashiv | Koral | SALE TO DISTRIBUTION LICENCEE (MSEDCL)
50 | M/s. TP Saurya Limited, C/O The Tata Power Company Ltd.34, Sant Tkaram Road, Carnac Bunder,Mumbai- 400009. | M/s. Suyog Pvt. Ltd. | 2.7 | 1 x 2700 | Gut No. 88 of Village - Peth Sangvi, Tal.- Omerga, Dist.- Dharashiv | TPK-02 | 10.01.2024 | 2.7 | Dharashiv | Koral | SALE TO DISTRIBUTION LICENCEE (MSEDCL)
51 | M/s. TP Saurya Limited, C/O The Tata Power Company Ltd.34, Sant Tkaram Road, Carnac Bunder,Mumbai- 400009. | M/s. Suyog Pvt. Ltd. | 2.7 | 1 x 2700 | Gut No. 56 of Village - Jawalga Bet, Tal.- Omerga, Dist.- Dharashiv | TPK-03 | 10.01.2024 | 2.7 | Dharashiv | Koral | SALE TO DISTRIBUTION LICENCEE (MSEDCL)
52 | M/s. TP Saurya Limited, C/O The Tata Power Company Ltd.34, Sant Tkaram Road, Carnac Bunder,Mumbai- 400009. | M/s. Suyog Pvt. Ltd. | 2.7 | 1 x 2700 | Gut No. 69/2 & 72/2 of Village - Holi, Tal.- Lohara, Dist.- Dharashiv | TPK-05 | 10.01.2024 | 2.7 | Dharashiv | Koral | SALE TO DISTRIBUTION LICENCEE (MSEDCL)
53 | M/s. Veh Radiant Energy Pvt. Ltd. 9th Floor, My Home Twitza, Plot No.30/A, TSIIC Hyderabad Knowledge City, Raidurg, Hyderabad, Telangana – 500081. | M/s. Suyog Pvt. Ltd. | 3.6 | 1 X 3600 | Gut No. 41/2 & 41/3 of Village - Dudhal, Tal.- Omerga, Dist.- Dharashiv | T-35 | 29.02.2024 | 3.6 | Latur | Koral | GROUP CAPTIVE
54 | M/s. Veh Radiant Energy Pvt. Ltd. 9th Floor, My Home Twitza, Plot No.30/A, TSIIC Hyderabad Knowledge City, Raidurg, Hyderabad, Telangana – 500081. | M/s. Suyog Pvt. Ltd. | 3.6 | 1 X 3600 | Gut No. 24 of Village - Handral, Tal.- Omerga, Dist.- Dharashiv | T-36 | 29.02.2024 | 3.6 | Latur | Koral | GROUP CAPTIVE
55 | M/s. Veh Radiant Energy Pvt. Ltd. 9th Floor, My Home Twitza, Plot No.30/A, TSIIC Hyderabad Knowledge City, Raidurg, Hyderabad, Telangana – 500081. | M/s. Suyog Pvt. Ltd. | 3.6 | 1 X 3600 | Gut No. 20/2, 22/1 & 22/2 of Village - Handral, Tal.- Omerga, Dist.- Dharashiv | T-37 | 29.02.2024 | 3.6 | Latur | Koral | GROUP CAPTIVE
56 | M/s. Veh Radiant Energy Pvt. Ltd. 9th Floor, My Home Twitza, Plot No.30/A, TSIIC Hyderabad Knowledge City, Raidurg, Hyderabad, Telangana – 500081. | M/s. Suyog Pvt. Ltd. | 3.6 | 1 X 3600 | Gut No. 56/1 & 56/2 of Village - Handral, Tal.- Omerga, Dist.- Dharashiv | T-39 | 29.02.2024 | 3.6 | Latur | Koral | GROUP CAPTIVE
57 | M/s. Veh Radiant Energy Pvt. Ltd. 9th Floor, My Home Twitza, Plot No.30/A, TSIIC Hyderabad Knowledge City, Raidurg, Hyderabad, Telangana – 500081. | M/s. Suyog Pvt. Ltd. | 3.6 | 1 X 3600 | Gut No. 37/1, 37/2 & 40/2 of Village - Handral, Tal.- Omerga, Dist.- Dharashiv | T-40 | 29.02.2024 | 3.6 | Latur | Koral | GROUP CAPTIVE
58 | M/s. Veh Radiant Energy Pvt. Ltd. 9th Floor, My Home Twitza, Plot No.30/A, TSIIC Hyderabad Knowledge City, Raidurg, Hyderabad, Telangana – 500081. | M/s. Suyog Pvt. Ltd. | 3.6 | 1 X 3600 | Gut No. 9/3, 9/6, 9/13, 10/2, 10/4 & 10/5 of Village - Karali, Tal.- Omerga, Dist.- Dharashiv | T-41 | 29.02.2024 | 3.6 | Latur | Koral | GROUP CAPTIVE
59 | M/s. Veh Radiant Energy Pvt. Ltd. 9th Floor, My Home Twitza, Plot No.30/A, TSIIC Hyderabad Knowledge City, Raidurg, Hyderabad, Telangana – 500081. | M/s. Suyog Pvt. Ltd. | 3.6 | 1 X 3600 | Gut No. 104/2 of Village - Talmod, Tal.- Omerga, Dist.- Dharashiv | T-42 | 29.02.2024 | 3.6 | Latur | Koral | GROUP CAPTIVE
60 | M/s. Graphite India Limited. Plot No. C7, MIDC Industrial Arae. Ambad, Nashik. Maharashtra-422010. | M/s. Integrum Energy Infrastructure Pvt. Ltd. | 2.1 | 2 X 2100 | Gut No. 104/1/A of Village - Gangapur, Tal. & Dist.- Nandurbar | GIL008 | 29.02.2024 | 2.1 | Nandurbar | Nandurbar | CAPTIVE
61 | M/s. Graphite India Limited. Plot No. C7, MIDC Industrial Arae. Ambad, Nashik. Maharashtra-422010. | M/s. Integrum Energy Infrastructure Pvt. Ltd. | 2.1 | 2 X 2100 | Gut No. 104/1/B & 104/3/B of Village - Gangapur, Tal. & Dist.- Nandurbar | GIL009 | 29.02.2024 | 2.1 | Nandurbar | Nandurbar | CAPTIVE
62 | M/s. Graphite India Limited. Plot No. C7, MIDC Industrial Arae. Ambad, Nashik. Maharashtra-422010. | M/s. Integrum Energy Infrastructure Pvt. Ltd. | 2.1 | 2 X 2100 | Gut No. 84/3/A of Village - Nandarkhe, Tal. & Dist.- Nandurbar | GIL003 | 19.03.2024 | 2.1 | Nandurbar | Nandurbar | CAPTIVE
63 | M/s R C Plasto Tanks & Pipes Pvt. Ltd. Unit-1, D-2/A, Hingana M.I.D.C. Industrial Area, Near Wadi Toll Plaza, Nagpur- 440028, Maharashtra. | M/s. Integrum Energy Infrastructure Pvt. Ltd. | 2.1 | 2 X 2100 | Gut No. 07/02/A & 07/02/B of Village - Pimpri, Tal. & Dist.- Nandurbar | RCP001 | 19.03.2024 | 2.1 | Nandurbar | Nandurbar | CAPTIVE
64 | M/s R C Plasto Tanks & Pipes Pvt. Ltd. Unit-1, D-2/A, Hingana M.I.D.C. Industrial Area, Near Wadi Toll Plaza, Nagpur- 440028, Maharashtra. | M/s. Integrum Energy Infrastructure Pvt. Ltd. | 2.1 | 2 X 2100 | Gut No. 127/3 of Village - Dudhale, Tal. & Dist.- Nandurbar | RCP002 | 19.03.2024 | 2.1 | Nandurbar | Nandurbar | CAPTIVE
65 | M/s. Shree Cement Limited Epitome, Building No. 5, Tower No. 5, Tower-B, 9th Floor, DLF Cyber City, Gurugram, (Haryana)-122002 | M/s. Integrum Energy Infrastructure Pvt. Ltd. | 2.1 | 2 X 2100 | Gut No. 16/4 of Village - Pimpri, Tal. & Dist.- Nandurbar | SCL-NDB-01 | 19.03.2024 | 2.1 | Nandurbar | Nandurbar | CAPTIVE
66 | M/s. Shree Cement Limited Epitome, Building No. 5, Tower No. 5, Tower-B, 9th Floor, DLF Cyber City, Gurugram, (Haryana)-122002 | M/s. Integrum Energy Infrastructure Pvt. Ltd. | 2.1 | 2 X 2100 | Gut No. 152 of Village - Nandarkhe, Tal. & Dist.- Nandurbar | SCL-NDB-02 | 19.03.2024 | 2.1 | Nandurbar | Nandurbar | CAPTIVE
67 | M/s. Shree Cement Limited Epitome, Building No. 5, Tower No. 5, Tower-B, 9th Floor, DLF Cyber City, Gurugram, (Haryana)-122002 | M/s. Integrum Energy Infrastructure Pvt. Ltd. | 2.1 | 2 X 2100 | Gut No. 73/2/B/2 of Village - Ashte, Tal. & Dist.- Nandurbar | SCL-NDB-03 | 19.03.2024 | 2.1 | Nandurbar | Nandurbar | CAPTIVE
68 | M/s. Graphite India Limited. Plot No. C7, MIDC Industrial Arae. Ambad, Nashik. Maharashtra-422010. | M/s. Integrum Energy Infrastructure Pvt. Ltd. | 2.1 | 2 X 2100 | Gut No. 19/2/B of Village - Nandarkhe, Tal. & Dist.- Nandurbar | GIL004 | 28.03.2024 | 2.1 | Nandurbar | Nandurbar | CAPTIVE
69 | M/s. Graphite India Limited. Plot No. C7, MIDC Industrial Arae. Ambad, Nashik. Maharashtra-422010. | M/s. Integrum Energy Infrastructure Pvt. Ltd. | 2.1 | 2 X 2100 | Gut No. 25/4 of Village - Nandarkhe, Tal. & Dist.- Nandurbar | GIL005 | 28.03.2024 | 2.1 | Nandurbar | Nandurbar | CAPTIVE
70 | M/s. TP Saurya Limited, C/O The Tata Power Company Ltd.34, Sant Tkaram Road, Carnac Bunder,Mumbai- 400009. | M/s. Suyog Pvt. Ltd. | 2.7 | 1 x 2700 | Gut No. 88 of Village - Peth Sangvi, Tal.- Omerga, Dist.- Dharashiv | TPK-01 | 28.03.2024 | 2.7 | Dharashiv | Koral | SALE TO DISTRIBUTION LICENCEE (MSEDCL)
Total | [7 empty] | 202.8 | MW

## 2024-25
List of wind power projects commissioned in F.Y.2024-25
Sr. No. | Investor Name & Address | Name of Developer | Capacity MW |  | Gut No. & Village | Location No. | Commissined Date & Capacity |  | District | Site Name | Type of Sale
|  |  | MW | No. of M/c |  |  | Date | MW
1 | M/s. Graphite India Limited. Plot No. C7, MIDC Industrial Arae. Ambad, Nashik. Maharashtra-422010. | M/s. Integrum Energy Infrastructure Pvt. Ltd. | 2.1 | 1 X 2100 | 79/5, 37/2/A of Village- Nandarkhe Tal – Nandurbar Dist.- Nandurbar | GIL002 | 29.04.2024 | 2.1 | Nandurbar | Nandurbar | CAPTIVE
2 | M/s. Graphite India Limited. Plot No. C7, MIDC Industrial Arae. Ambad, Nashik. Maharashtra-422010. | M/s. Integrum Energy Infrastructure Pvt. Ltd. | 2.1 | 1 X 2100 | 54/1/B,54/1/A, 54/2 of Village- Nandarkhe Tal – Nandurbar Dist.- Nandurbar. | GIL006 | 29.04.2024 | 2.1 | Nandurbar | Nandurbar | CAPTIVE
3 | M/s. Graphite India Limited. Plot No. C7, MIDC Industrial Arae. Ambad, Nashik. Maharashtra-422010. | M/s. Integrum Energy Infrastructure Pvt. Ltd. | 2.1 | 1 X 2100 | 71/3 of Village- Nandarkhe Tal – Nandurbar Dist.- Nandurbar. | GIL001 | 31.08.2024 | 2.1 | Nandurbar | Nandurbar | CAPTIVE
4 | M/s. Graphite India Limited. Plot No. C7, MIDC Industrial Arae. Ambad, Nashik. Maharashtra-422010. | M/s. Integrum Energy Infrastructure Pvt. Ltd. | 2.1 | 1 X 2100 | 1/2 of Village- Nandarkhe Tal – Nandurbar Dist.- Nandurbar. | GIL007 | 30-10-2024 | 2.1 | Nandurbar | Nandurbar | CAPTIVE
5 | M/s. JSW Renewable Energy (DOLVI) Ltd. JSW Centre, Bandra-Kurla Complex, Bandra (East), Mumbai-400051 | M/s. JSW Renewable Energy (DOLVI) Ltd. | 3.3 | 1 X 3300 | 394,395,396 of Village-Barul, Tal-Tuljapur, Dist- Dharashiv | TULJA-JSW-623 | 2025-01-21 | 3.3 | Dharashiv | Tuljapur | CAPTIVE
6 | M/s. JSW Renewable Energy (DOLVI) Ltd. JSW Centre, Bandra-Kurla Complex, Bandra (East), Mumbai-400051 | M/s. JSW Renewable Energy (DOLVI) Ltd. | 3.3 | 1 X 3300 | 53, 54 of Village- Wadgaon Lakh, Tal- Tuljapur, Dist- Dharashiv | TULJA-JSW-636 | 2025-01-21 | 3.3 | Dharashiv | Tuljapur | CAPTIVE
7 | M/s. JSW Renewable Energy (DOLVI) Ltd. JSW Centre, Bandra-Kurla Complex, Bandra (East), Mumbai-400051 | M/s. JSW Renewable Energy (DOLVI) Ltd. | 3.3 | 1 X 3300 | 273 of Village- Wadgaon Lakh, Tal- Tuljapur, Dist- Dharashiv | TULJA-JSW-638 | 2025-01-21 | 3.3 | Dharashiv | Tuljapur | CAPTIVE
8 | M/s. JSW Renewable Energy (DOLVI) Ltd. JSW Centre, Bandra-Kurla Complex, Bandra (East), Mumbai-400052 | M/s. JSW Renewable Energy (DOLVI) Ltd. | 3.3 | 1 X 3300 | 53 of Village- Barul, Tal- Tuljapur, Dist- Dharashiv | TULJA-JSW-805 | 2025-01-31 | 3.3 | Dharashiv | Tuljapur | CAPTIVE
9 | M/s. JSW Renewable Energy (DOLVI) Ltd. JSW Centre, Bandra-Kurla Complex, Bandra (East), Mumbai-400053 | M/s. JSW Renewable Energy (DOLVI) Ltd. | 3.3 | 1 X 3300 | 326,387,388,404 of Village- Barul, Tal- Tuljapur, Dist- Dharashiv | TULJA-JSW-624 | 2025-01-31 | 3.3 | Dharashiv | Tuljapur | CAPTIVE
10 | M/s. JSW Renewable Energy (DOLVI) Ltd. JSW Centre, Bandra-Kurla Complex, Bandra (East), Mumbai-400054 | M/s. JSW Renewable Energy (DOLVI) Ltd. | 3.3 | 1 X 3300 | 32 of Village- Barul, Tal- Tuljapur, Dist- Dharashiv | TULJA-JSW-807 | 2025-01-31 | 3.3 | Dharashiv | Tuljapur | CAPTIVE
11 | M/s. JSW Renewable Energy (DOLVI) Ltd. JSW Centre, Bandra-Kurla Complex, Bandra (East), Mumbai-400055 | M/s. JSW Renewable Energy (DOLVI) Ltd. | 3.3 | 1 X 3300 | 44,45 of Village- Honala, Tal- Tuljapur, Dist- Dharashiv | TULJA-JSW-438 | 2025-01-31 | 3.3 | Dharashiv | Tuljapur | CAPTIVE
12 | M/s. JSW Renewable Energy (DOLVI) Ltd. JSW Centre, Bandra-Kurla Complex, Bandra (East), Mumbai-400056 | M/s. JSW Renewable Energy (DOLVI) Ltd. | 3.3 | 1 X 3300 | 575/1,575/2 of Village- Barul, Tal- Tuljapur, Dist- Dharashiv | TULJA-JSW-641 | 2025-01-31 | 3.3 | Dharashiv | Tuljapur | CAPTIVE
13 | M/s. JSW Renewable Energy (DOLVI) Ltd. JSW Centre, Bandra-Kurla Complex, Bandra (East), Mumbai-400057 | M/s. JSW Renewable Energy (DOLVI) Ltd. | 3.3 | 1 X 3300 | 3 of Village- Wadgaon Lakh, Tal- Tuljapur, Dist- Dharashiv | TULJA-JSW-433 | 2025-01-31 | 3.3 | Dharashiv | Tuljapur | CAPTIVE
14 | M/s. JSW Renewable Energy (DOLVI) Ltd. JSW Centre, Bandra-Kurla Complex, Bandra (East), Mumbai-400058 | M/s. JSW Renewable Energy (DOLVI) Ltd. | 3.3 | 1 X 3300 | 264 of Village- Barul, Tal- Tuljapur, Dist- Dharashiv | TULJA-JSW-645 | 2025-01-31 | 3.3 | Dharashiv | Tuljapur | CAPTIVE
15 | M/s. JSW Renewable Energy (DOLVI) Ltd. JSW Centre, Bandra-Kurla Complex, Bandra (East), Mumbai-400059 | M/s. JSW Renewable Energy (DOLVI) Ltd. | 3.3 | 1 X 3300 | 130, 131 of Village- Wadgaon Lakh, Tal- Tuljapur, Dist- Dharashiv | TULJA-JSW-635 | 2025-01-31 | 3.3 | Dharashiv | Tuljapur | CAPTIVE
16 | M/s. JSW Renewable Energy (DOLVI) Ltd. JSW Centre, Bandra-Kurla Complex, Bandra (East), Mumbai-400060 | M/s. JSW Renewable Energy (DOLVI) Ltd. | 3.3 | 1 X 3300 | 173/1 of Village- Wadgaon Lakh, Tal- Tuljapur, Dist- Dharashiv | TULJA-JSW-666 | 2025-01-31 | 3.3 | Dharashiv | Tuljapur | CAPTIVE
17 | M/s. JSW Renewable Energy (DOLVI) Ltd. JSW Centre, Bandra-Kurla Complex, Bandra (East), Mumbai-400061 | M/s. JSW Renewable Energy (DOLVI) Ltd. | 3.3 | 1 X 3300 | 289/2, 296/2 of Village- Sastur, Tal- Lohara, Dist- Dharashiv | TULJA-JSW-620 | 2025-01-31 | 3.3 | Dharashiv | Tuljapur | CAPTIVE
18 | M/s. JSW Renewable Energy (DOLVI) Ltd. JSW Centre, Bandra-Kurla Complex, Bandra (East), Mumbai-400062 | M/s. JSW Renewable Energy (DOLVI) Ltd. | 3.3 | 1 X 3300 | 43 of Village- Devsinga(Tul) , Tal- Tuljapur, Dist- Dharashiv | TULJA-JSW-647 | 2025-01-31 | 3.3 | Dharashiv | Tuljapur | CAPTIVE
19 | M/s. JSW Renewable Energy (DOLVI) Ltd. JSW Centre, Bandra-Kurla Complex, Bandra (East), Mumbai-400063 | M/s. JSW Renewable Energy (DOLVI) Ltd. | 3.3 | 1 X 3300 | 283, 284 of Village- Takwiki, Tal- Dharashiv, Dist- Dharashiv | TULJA-JSW-467 | 2025-01-31 | 3.3 | Dharashiv | Tuljapur | CAPTIVE
20 | M/s. JSW Renewable Energy (DOLVI) Ltd. JSW Centre, Bandra-Kurla Complex, Bandra (East), Mumbai-400064 | M/s. JSW Renewable Energy (DOLVI) Ltd. | 3.3 | 1 X 3300 | 93, 94 of Village- Wadgaon Lakh, Tal- Tuljapur, Dist- Dharashiv | TULJA-JSW-435 | 2025-01-31 | 3.3 | Dharashiv | Tuljapur | CAPTIVE
21 | M/s. JSW Renewable Energy (DOLVI) Ltd. JSW Centre, Bandra-Kurla Complex, Bandra (East), Mumbai-400065 | M/s. JSW Renewable Energy (DOLVI) Ltd. | 3.3 | 1 X 3300 | 479 of Village- Barul, Tal- Tuljapur, Dist- Dharashiv | TULJA-JSW-640 | 2025-01-31 | 3.3 | Dharashiv | Tuljapur | CAPTIVE
22 | M/s. JSW Renewable Energy (DOLVI) Ltd. JSW Centre, Bandra-Kurla Complex, Bandra (East), Mumbai-400066 | M/s. JSW Renewable Energy (DOLVI) Ltd. | 3.3 | 1 X 3300 | 113 of Village- Devsinga(Tul) , Tal- Tuljapur, Dist- Dharashiv | TULJA-JSW-648 | 2025-01-31 | 3.3 | Dharashiv | Tuljapur | CAPTIVE
23 | M/s. JSW Renewable Energy (DOLVI) Ltd. JSW Centre, Bandra-Kurla Complex, Bandra (East), Mumbai-400067 | M/s. JSW Renewable Energy (DOLVI) Ltd. | 3.3 | 1 X 3300 | 81 of Village- Barul, Tal- Tuljapur, Dist- Dharashiv | TULJA-JSW-808 | 2025-01-31 | 3.3 | Dharashiv | Tuljapur | CAPTIVE
[7 empty] | Total | 71.1 | MW

## Total Commissioning
Sr. No. | Month/Year | Capacity
1 | As on 31.03.2023 | 5010.71 | MW
2 | As on 31.03.2024 | 202.8 | MW | Yr-2023-24
2 | As on 31.03.2025 | 71.1 | MW | Yr-2024-25
Total |  | 5284.61 | MW